## energy$
1.9% | inflation rate | [17 empty] | yr1 | yr2 | yr3 | yr4 | yr5 | yr6 | yr7 | yr8 | yr9 | yr10 | cum chg
6% | customer discount rate
180 | residential electricity rate ($/MWh) |  |  |  | statewide average res ELC rate is apx $175.00/MWh
2% | retail electricity price trend | [17 empty] | 2018 | 2019 | 2020 | 2021 | 2022 | 2023 | 2024 | 2025 | 2026 | 2027
18 | set year 1 FF htg price ($/MMBtu) | [16 empty] | base
20 | year 1 FF trans price ($/MMBtu) | [16 empty] | high | 18 | 14.472 | 14.5444 | 14.6171 | 14.6902 | 14.7636 | 14.8374 | 14.9116 | 14.9862 | 15.0611 | -16.33%
0.5% | FF htg price trend |  |  |  | 3.717% | trend in AEO reference case | [11 empty] | trans | 18 | 18.09 | 18.1804 | 18.2714 | 18.3627 | 18.4545 | 18.5468 | 18.6395 | 18.7327 | 18.8264 | 4.591%
0.5% | FF trans price trend |  |  |  | 5.463% | trend in AEO reference case | [11 empty] | low | 18 | 21.708 | 21.8165 | 21.9256 | 22.0353 | 22.1454 | 22.2562 | 22.3674 | 22.4793 | 22.5917 | 25.51%
set ranges for high/low FF price levels | [17 empty] | base
-20% | lower than base case |  |  |  |  | break-even incentives (for reference when setting FF high/low cases) | [11 empty] | high | 20 | 16.08 | 16.1604 | 16.2412 | 16.3224 | 16.404 | 16.486 | 16.5685 | 16.6513 | 16.7346 | -16.33%
20% | higher than base case |  |  |  |  | year | 1 | 2 | 3 | 4 | 5 | 6 | 7 | 8 | 9 | 10 | AVG |  | 20 | 20.1 | 20.2005 | 20.3015 | 20.403 | 20.505 | 20.6076 | 20.7106 | 20.8141 | 20.9182 | 4.591%
select FF price level: low, base, or high | [5 empty] | CCHP | 0 | 525.3855 | 646.2487 | 770.3884 | 897.8822 | 1028.8094 | 1163.2511 | 1301.2904 | 1443.0122 | 1588.5036 | 936.4771 |  | 20 | 24.12 | 24.2406 | 24.3618 | 24.4836 | 24.606 | 24.7291 | 24.8527 | 24.977 | 25.1019 | 25.51%
low | >>>> | 14.472 | year 2 FF htg price |  |  | EV | 0 | 0 | 0 | 4700.0565 | 3789.0429 | 2908.2012 | 2056.7001 | 1233.7347 | 438.5259 | 0 | 1512.6261
| >>>> | 16.08 | year 2 FF trans price
AEO New England projections below for reference | [5 empty] | fuel share weighted average of current price | [7 empty] | 2015-2016 seasonal avg
| htg | trans |  |  |  | DST | 42% | >> | 58.33% |  |  |  |  | 14.5
2017 | 18.0247 | 20.1917 |  |  |  | NG | 12% | >> | 16.67% | 80% of total consumption (NE=75%) |  |  |  | 13
2018 | 19.8608 | 20.3389 |  |  |  | LPG | 18% | >> | 25% | 80% of total consumption |  |  |  | 26.5
2019 | 20.9797 | 22.8025 |  |  |  | BIO | 28% | >>
year 1 unit prices | [5 empty] | DST | 0.7 |  | 17.25 | wtd avg price including NG
fuel | MMBtu/unit | unit price | high case | low case |  | LPG | 0.3 |  | 18.1 | wtd avg price excluding NG
NG | 0.1037 | 1.8666 | 2.2399 | 1.4933
LPG | 0.0916 | 1.6488 | 1.9786 | 1.319
DST | 0.1382 | 2.4876 | 2.9851 | 1.9901
KSN | 0.1366 | 2.4588 | 2.9506 | 1.967

## rates
|  | Baseline |  |  | Scenario
|  | COS | MWh | $/MWh | COS | MWh | $/MWh |  | Rate Impact |  | COS delta | MWh delta
| 2016 | 864000000 | 5509586 | 156.8176 | 864000000 | 5509586 | 156.8176 |  | 0% |  | 0 | 0
| 2017 | 864000000 | 5500000 | 157.0909 | 864000000 | 5503866.6667 | 156.9805 |  | -0.07025% |  | 0 | 3866.6667
yr1 | 2018 | 870903027.3617 | 5496825.5142 | 158.4375 | 883079992.7805 | 5510059.5743 | 160.2669 |  | 1.155% |  | 12176965.4188 | 13234.0601
| 2019 | 877950737.8243 | 5493333.5798 | 159.8211 | 886313310.8808 | 5509894.7686 | 160.8585 |  | 0.6491% |  | 8362573.0566 | 16561.1887
| 2020 | 885145754.9662 | 5489492.452 | 161.2436 | 895101882.5572 | 5509365.2841 | 162.4691 |  | 0.76% |  | 9956127.591 | 19872.8321
| 2021 | 892490753.4667 | 5485267.2114 | 162.7069 | 903559827.8679 | 5508449.9542 | 164.0316 |  | 0.8142% |  | 11069074.4012 | 23182.7428
| 2022 | 899988460.0642 | 5480619.4468 | 164.2129 | 912244606.5306 | 5507109.6081 | 165.6485 |  | 0.8742% |  | 12256146.4664 | 26490.1613
| 2023 | 907641654.5331 | 5475506.9057 | 165.764 | 921296010.808 | 5505301.0857 | 167.3471 |  | 0.955% |  | 13654356.2749 | 29794.18
| 2024 | 915453170.6789 | 5469883.1104 | 167.3625 | 931746386.4889 | 5502976.8834 | 169.3168 |  | 1.168% |  | 16293215.8099 | 33093.773
| 2025 | 923425897.3533 | 5463696.9357 | 169.0112 | 942422062.3891 | 5500084.7175 | 171.3468 |  | 1.382% |  | 18996165.0358 | 36387.7818
| 2026 | 931562779.4871 | 5456892.1435 | 170.7131 | 953563089.3847 | 5496567.0427 | 173.4834 |  | 1.623% |  | 22000309.8977 | 39674.8993
yr10 | 2027 | 939866819.1446 | 5449406.872 | 172.4714 | 964674410.2027 | 5492360.5236 | 175.6393 |  | 1.837% |  | 24807591.0581 | 42953.6516
| CAGR | 0.8503% | -0.09622% | 0.9475% | 0.9868% | -0.03574% | 1.023% | AVG: | 1.122% | SUM: | 149572525.0103 | 281245.2708
| AVG | 904442905.488 | 5476092.4171 | 165.1744 | 919400157.989 | 5504216.9442 | 167.0408 |  |  | PV: | 132777266.2504
[5 empty] | 0.1364% | faster COS growth in scenario |  |  |  |  | 13277726.625 | avg annual compliance cost total (in constant dollars)
[5 empty] | 0.06048% | faster unit sales growth in scenario

## CCHP
| BAU | CCHP |  | 1.7397 | FF MMBtu displaced per T3 credit
space htg load (MMBtu/yr) | 85 | 85
water htg load (MMBtu/yr) | 15 | 15
space htg equip cost | 5000 | 3000 |  | avg for 9,000 Btu single head system is around $1,300; multi-head systems run from$3,500 to $6,000
water htg equip cost | 1600 | 1750
equipment cost trend | 1.9% | 2.5%
% space htg load displaced | N/A | 50%
% water htg load displaced | N/A | 100%
space htg load met w/CCHP | N/A | 42.5
water htg load met w/CCHP | N/A | 15
space htg load met w/FF | 85 | 42.5
water htg load met w/FF | 15 | 0
space htg elc usage (MWh) | N/A | 2 |  | LRTP assumes 3.256 UEC. Cadmus metering study found 1,500 kWh supplies around 50 MMBtu of htg load
water htg elc usage (MWh | N/A | 1.1
space clg elc usage (MWh) | 0 | 0.2 |  | LRTP assumes 0.554; TRM assumes 0.182 (inc); Cadmus study assumes 0.146 kWh (metered)
space htg T3 credit (MWh) | N/A | 24.4291
water htg T3 credit (MWh) | N/A | 14.4537
|  | 1.1 | ratio of ATC avg LMP to htg load shape wtd LMP |  |  |  |  | set to 1.10 if assuming uncontrolled (high cost), 1.00 if controlled (low cost)
|  | 1.05 | ratio of ATC avg LMP to clg load shape wtd LMP |  |  |  |  | set to 1.05 if assuming uncontrolled (high cost), 0.90 if controlled (low cost)
|  | 3 | average contribution to VT system monthly peaks (kW) |  |  |  |  | set to 3 if assuming uncontrolled (high cost), 0 if controlled (low cost)
|  | 3 | contribution to NE system peak demand (kW) |  |  |  |  | set to 2 if assuming uncontrolled (high cost), 0 if controlled (low cost)
projection Year | 1 | 2 | 3 | 4 | 5 | 6 | 7 | 8 | 9 | 10 |  | AVG
calendar year | 2018 | 2019 | 2020 | 2021 | 2022 | 2023 | 2024 | 2025 | 2026 | 2027
FF price | 18 | 14.472 | 14.5444 | 14.6171 | 14.6902 | 14.7636 | 14.8374 | 14.9116 | 14.9862 | 15.0611 |  | 15.0884
break-even incentive | 0 | 525.3855 | 646.2487 | 770.3884 | 897.8822 | 1028.8094 | 1163.2511 | 1301.2904 | 1443.0122 | 1588.5036 |  | 936.4771
incentive cost per T3 credit | 0 | 21.5065 | 26.454 | 31.5357 | 36.7546 | 42.1141 | 47.6174 | 53.268 | 59.0694 | 65.025 |  | 38.3345
ACP celiling on incentive | 1493.5955 | 1521.9738 | 1550.8913 | 1580.3582 | 1610.385 | 1640.9823 | 1672.161 | 1703.9321 | 1736.3068 | 1769.2966 |  | 1627.9883
projection year
Year of Equipment Service | 1 | 2 | 3 | 4 | 5 | 6 | 7 | 8 | 9 | 10 | 11 | 12 | 13 | 14 | 15 |  | 1 | 2018
Discount Factors | 1 | 1.06 | 1.1236 | 1.191 | 1.2625 | 1.3382 | 1.4185 | 1.5036 | 1.5938 | 1.6895 | 1.7908 | 1.8983 | 2.0122 | 2.1329 | 2.2609
BAU CAPEX
CCHP CAPEX | 3000
BAU expected OPEX | 1530 | 1530 | 1530 | 1530 | 1530 | 1530 | 1530 | 1530 | 1530 | 1530 | 1530 | 1530 | 1530 | 1530 | 1530
CCHP expected OPEX | 1125.2 | 1125.2 | 1125.2 | 1125.2 | 1125.2 | 1125.2 | 1125.2 | 1125.2 | 1125.2 | 1125.2 | 1125.2 | 1125.2 | 1125.2 | 1125.2 | 1125.2
BAU expected TOTEX | 1530 | 1530 | 1530 | 1530 | 1530 | 1530 | 1530 | 1530 | 1530 | 1530 | 1530 | 1530 | 1530 | 1530 | 1530
CCHP expected TOTEX | 4125.2 | 1125.2 | 1125.2 | 1125.2 | 1125.2 | 1125.2 | 1125.2 | 1125.2 | 1125.2 | 1125.2 | 1125.2 | 1125.2 | 1125.2 | 1125.2 | 1125.2
BAU discounted OPEX | 1530 | 1443.3962 | 1361.6946 | 1284.6175 | 1211.9033 | 1143.305 | 1078.5896 | 1017.5374 | 959.9409 | 905.6046 | 854.344 | 805.9849 | 760.3631 | 717.3237 | 676.7205
CCHP discounted TOTEX | 4125.2 | 1061.5094 | 1001.424 | 944.7396 | 891.2638 | 840.8149 | 793.2216 | 748.3223 | 705.9644 | 666.0042 | 628.3058 | 592.7413 | 559.1899 | 527.5377 | 497.677
projection year
Year of Equipment Service |  | 1 | 2 | 3 | 4 | 5 | 6 | 7 | 8 | 9 | 10 | 11 | 12 | 13 | 14 | 15 |  | 2 | 2019
Discount Factors |  | 1 | 1.06 | 1.1236 | 1.191 | 1.2625 | 1.3382 | 1.4185 | 1.5036 | 1.5938 | 1.6895 | 1.7908 | 1.8983 | 2.0122 | 2.1329 | 2.2609
BAU CAPEX
CCHP CAPEX |  | 1: 3075
BAU expected OPEX |  | 1230.12 | 1230.12 | 1230.12 | 1230.12 | 1230.12 | 1230.12 | 1230.12 | 1230.12 | 1230.12 | 1230.12 | 1230.12 | 1230.12 | 1230.12 | 1230.12 | 1230.12
CCHP expected OPEX |  | 982.464 | 982.464 | 982.464 | 982.464 | 982.464 | 982.464 | 982.464 | 982.464 | 982.464 | 982.464 | 982.464 | 982.464 | 982.464 | 982.464 | 982.464
BAU expected TOTEX |  | 1230.12 | 1230.12 | 1230.12 | 1230.12 | 1230.12 | 1230.12 | 1230.12 | 1230.12 | 1230.12 | 1230.12 | 1230.12 | 1230.12 | 1230.12 | 1230.12 | 1230.12
CCHP expected TOTEX |  | 4057.464 | 982.464 | 982.464 | 982.464 | 982.464 | 982.464 | 982.464 | 982.464 | 982.464 | 982.464 | 982.464 | 982.464 | 982.464 | 982.464 | 982.464
BAU discounted OPEX |  | 1230.12 | 1160.4906 | 1094.8024 | 1032.8325 | 974.3703 | 919.2172 | 867.1861 | 818.1001 | 771.7925 | 728.1061 | 686.8926 | 648.0119 | 611.332 | 576.7283 | 544.0833
CCHP discounted TOTEX |  | 4057.464 | 926.8528 | 874.3895 | 824.8957 | 778.2035 | 734.1543 | 692.5984 | 653.3947 | 616.4101 | 581.5189 | 548.6028 | 517.5498 | 488.2545 | 460.6175 | 434.5448
projection year
Year of Equipment Service |  |  | 1 | 2 | 3 | 4 | 5 | 6 | 7 | 8 | 9 | 10 | 11 | 12 | 13 | 14 | 15 |  | 3 | 2020
Discount Factors |  |  | 1 | 1.06 | 1.1236 | 1.191 | 1.2625 | 1.3382 | 1.4185 | 1.5036 | 1.5938 | 1.6895 | 1.7908 | 1.8983 | 2.0122 | 2.1329 | 2.2609
BAU CAPEX
CCHP CAPEX |  |  | 1: 3151.875
BAU expected OPEX |  |  | 1236.2706 | 1236.2706 | 1236.2706 | 1236.2706 | 1236.2706 | 1236.2706 | 1236.2706 | 1236.2706 | 1236.2706 | 1236.2706 | 1236.2706 | 1236.2706 | 1236.2706 | 1236.2706 | 1236.2706
CCHP expected OPEX |  |  | 992.8874 | 992.8874 | 992.8874 | 992.8874 | 992.8874 | 992.8874 | 992.8874 | 992.8874 | 992.8874 | 992.8874 | 992.8874 | 992.8874 | 992.8874 | 992.8874 | 992.8874
BAU expected TOTEX |  |  | 1236.2706 | 1236.2706 | 1236.2706 | 1236.2706 | 1236.2706 | 1236.2706 | 1236.2706 | 1236.2706 | 1236.2706 | 1236.2706 | 1236.2706 | 1236.2706 | 1236.2706 | 1236.2706 | 1236.2706
CCHP expected TOTEX |  |  | 4144.7624 | 992.8874 | 992.8874 | 992.8874 | 992.8874 | 992.8874 | 992.8874 | 992.8874 | 992.8874 | 992.8874 | 992.8874 | 992.8874 | 992.8874 | 992.8874 | 992.8874
BAU discounted OPEX |  |  | 1236.2706 | 1166.293 | 1100.2764 | 1037.9966 | 979.2421 | 923.8133 | 871.522 | 822.1906 | 775.6515 | 731.7467 | 690.327 | 651.2519 | 614.3886 | 579.6119 | 546.8037
CCHP discounted TOTEX |  |  | 4144.7624 | 936.6862 | 883.6662 | 833.6474 | 786.4598 | 741.9432 | 699.9464 | 660.3268 | 622.9498 | 587.6885 | 554.4231 | 523.0407 | 493.4346 | 465.5043 | 439.155
projection year
Year of Equipment Service |  |  |  | 1 | 2 | 3 | 4 | 5 | 6 | 7 | 8 | 9 | 10 | 11 | 12 | 13 | 14 | 15 |  | 4 | 2021
Discount Factors |  |  |  | 1 | 1.06 | 1.1236 | 1.191 | 1.2625 | 1.3382 | 1.4185 | 1.5036 | 1.5938 | 1.6895 | 1.7908 | 1.8983 | 2.0122 | 2.1329 | 2.2609
BAU CAPEX
CCHP CAPEX |  |  |  | 1: 3230.6719
BAU expected OPEX |  |  |  | 1242.452 | 1242.452 | 1242.452 | 1242.452 | 1242.452 | 1242.452 | 1242.452 | 1242.452 | 1242.452 | 1242.452 | 1242.452 | 1242.452 | 1242.452 | 1242.452 | 1242.452
CCHP expected OPEX |  |  |  | 1003.4731 | 1003.4731 | 1003.4731 | 1003.4731 | 1003.4731 | 1003.4731 | 1003.4731 | 1003.4731 | 1003.4731 | 1003.4731 | 1003.4731 | 1003.4731 | 1003.4731 | 1003.4731 | 1003.4731
BAU expected TOTEX |  |  |  | 1242.452 | 1242.452 | 1242.452 | 1242.452 | 1242.452 | 1242.452 | 1242.452 | 1242.452 | 1242.452 | 1242.452 | 1242.452 | 1242.452 | 1242.452 | 1242.452 | 1242.452
CCHP expected TOTEX |  |  |  | 4234.145 | 1003.4731 | 1003.4731 | 1003.4731 | 1003.4731 | 1003.4731 | 1003.4731 | 1003.4731 | 1003.4731 | 1003.4731 | 1003.4731 | 1003.4731 | 1003.4731 | 1003.4731 | 1003.4731
BAU discounted OPEX |  |  |  | 1242.452 | 1172.1245 | 1105.7778 | 1043.1866 | 984.1383 | 928.4324 | 875.8796 | 826.3015 | 779.5297 | 735.4054 | 693.7787 | 654.5082 | 617.4606 | 582.51 | 549.5377
CCHP discounted TOTEX |  |  |  | 4234.145 | 946.6727 | 893.0875 | 842.5354 | 794.8447 | 749.8535 | 707.4089 | 667.3669 | 629.5914 | 593.9542 | 560.3341 | 528.6171 | 498.6954 | 470.4673 | 443.8371
projection year
Year of Equipment Service |  |  |  |  | 1 | 2 | 3 | 4 | 5 | 6 | 7 | 8 | 9 | 10 | 11 | 12 | 13 | 14 | 15 |  | 5 | 2022
Discount Factors |  |  |  |  | 1 | 1.06 | 1.1236 | 1.191 | 1.2625 | 1.3382 | 1.4185 | 1.5036 | 1.5938 | 1.6895 | 1.7908 | 1.8983 | 2.0122 | 2.1329 | 2.2609
BAU CAPEX
CCHP CAPEX |  |  |  |  | 1: 3311.4387
BAU expected OPEX |  |  |  |  | 1248.6642 | 1248.6642 | 1248.6642 | 1248.6642 | 1248.6642 | 1248.6642 | 1248.6642 | 1248.6642 | 1248.6642 | 1248.6642 | 1248.6642 | 1248.6642 | 1248.6642 | 1248.6642 | 1248.6642
CCHP expected OPEX |  |  |  |  | 1014.2242 | 1014.2242 | 1014.2242 | 1014.2242 | 1014.2242 | 1014.2242 | 1014.2242 | 1014.2242 | 1014.2242 | 1014.2242 | 1014.2242 | 1014.2242 | 1014.2242 | 1014.2242 | 1014.2242
BAU expected TOTEX |  |  |  |  | 1248.6642 | 1248.6642 | 1248.6642 | 1248.6642 | 1248.6642 | 1248.6642 | 1248.6642 | 1248.6642 | 1248.6642 | 1248.6642 | 1248.6642 | 1248.6642 | 1248.6642 | 1248.6642 | 1248.6642
CCHP expected TOTEX |  |  |  |  | 4325.6628 | 1014.2242 | 1014.2242 | 1014.2242 | 1014.2242 | 1014.2242 | 1014.2242 | 1014.2242 | 1014.2242 | 1014.2242 | 1014.2242 | 1014.2242 | 1014.2242 | 1014.2242 | 1014.2242
BAU discounted OPEX |  |  |  |  | 1248.6642 | 1177.9851 | 1111.3067 | 1048.4026 | 989.059 | 933.0745 | 880.259 | 830.433 | 783.4274 | 739.0824 | 697.2476 | 657.7807 | 620.5479 | 585.4225 | 552.2854
CCHP discounted TOTEX |  |  |  |  | 4325.6628 | 956.8153 | 902.6559 | 851.5622 | 803.3605 | 757.8873 | 714.988 | 674.517 | 636.3368 | 600.3177 | 566.3375 | 534.2806 | 504.0383 | 475.5079 | 448.5923
projection year
Year of Equipment Service | [5 empty] | 1 | 2 | 3 | 4 | 5 | 6 | 7 | 8 | 9 | 10 | 11 | 12 | 13 | 14 | 15 |  | 6 | 2023
Discount Factors | [5 empty] | 1 | 1.06 | 1.1236 | 1.191 | 1.2625 | 1.3382 | 1.4185 | 1.5036 | 1.5938 | 1.6895 | 1.7908 | 1.8983 | 2.0122 | 2.1329 | 2.2609
BAU CAPEX
CCHP CAPEX | [5 empty] | 1: 3394.2246
BAU expected OPEX | [5 empty] | 1254.9075 | 1254.9075 | 1254.9075 | 1254.9075 | 1254.9075 | 1254.9075 | 1254.9075 | 1254.9075 | 1254.9075 | 1254.9075 | 1254.9075 | 1254.9075 | 1254.9075 | 1254.9075 | 1254.9075
CCHP expected OPEX | [5 empty] | 1025.1437 | 1025.1437 | 1025.1437 | 1025.1437 | 1025.1437 | 1025.1437 | 1025.1437 | 1025.1437 | 1025.1437 | 1025.1437 | 1025.1437 | 1025.1437 | 1025.1437 | 1025.1437 | 1025.1437
BAU expected TOTEX | [5 empty] | 1254.9075 | 1254.9075 | 1254.9075 | 1254.9075 | 1254.9075 | 1254.9075 | 1254.9075 | 1254.9075 | 1254.9075 | 1254.9075 | 1254.9075 | 1254.9075 | 1254.9075 | 1254.9075 | 1254.9075
CCHP expected TOTEX | [5 empty] | 4419.3683 | 1025.1437 | 1025.1437 | 1025.1437 | 1025.1437 | 1025.1437 | 1025.1437 | 1025.1437 | 1025.1437 | 1025.1437 | 1025.1437 | 1025.1437 | 1025.1437 | 1025.1437 | 1025.1437
BAU discounted OPEX | [5 empty] | 1254.9075 | 1183.875 | 1116.8632 | 1053.6446 | 994.0043 | 937.7399 | 884.6603 | 834.5852 | 787.3445 | 742.7778 | 700.7338 | 661.0696 | 623.6506 | 588.3496 | 555.0468
CCHP discounted TOTEX | [5 empty] | 4419.3683 | 967.1167 | 912.3742 | 860.7304 | 812.0098 | 766.047 | 722.6858 | 681.7791 | 643.1878 | 606.781 | 572.4349 | 540.0329 | 509.465 | 480.6274 | 453.422
projection year
Year of Equipment Service | [6 empty] | 1 | 2 | 3 | 4 | 5 | 6 | 7 | 8 | 9 | 10 | 11 | 12 | 13 | 14 | 15 |  | 7 | 2024
Discount Factors | [6 empty] | 1 | 1.06 | 1.1236 | 1.191 | 1.2625 | 1.3382 | 1.4185 | 1.5036 | 1.5938 | 1.6895 | 1.7908 | 1.8983 | 2.0122 | 2.1329 | 2.2609
BAU CAPEX
CCHP CAPEX | [6 empty] | 1: 3479.0803
BAU expected OPEX | [6 empty] | 1261.1821 | 1261.1821 | 1261.1821 | 1261.1821 | 1261.1821 | 1261.1821 | 1261.1821 | 1261.1821 | 1261.1821 | 1261.1821 | 1261.1821 | 1261.1821 | 1261.1821 | 1261.1821 | 1261.1821
CCHP expected OPEX | [6 empty] | 1036.2347 | 1036.2347 | 1036.2347 | 1036.2347 | 1036.2347 | 1036.2347 | 1036.2347 | 1036.2347 | 1036.2347 | 1036.2347 | 1036.2347 | 1036.2347 | 1036.2347 | 1036.2347 | 1036.2347
BAU expected TOTEX | [6 empty] | 1261.1821 | 1261.1821 | 1261.1821 | 1261.1821 | 1261.1821 | 1261.1821 | 1261.1821 | 1261.1821 | 1261.1821 | 1261.1821 | 1261.1821 | 1261.1821 | 1261.1821 | 1261.1821 | 1261.1821
CCHP expected TOTEX | [6 empty] | 4515.315 | 1036.2347 | 1036.2347 | 1036.2347 | 1036.2347 | 1036.2347 | 1036.2347 | 1036.2347 | 1036.2347 | 1036.2347 | 1036.2347 | 1036.2347 | 1036.2347 | 1036.2347 | 1036.2347
BAU discounted OPEX | [6 empty] | 1261.1821 | 1189.7944 | 1122.4476 | 1058.9128 | 998.9743 | 942.4286 | 889.0836 | 838.7581 | 791.2812 | 746.4917 | 704.2375 | 664.375 | 626.7689 | 591.2914 | 557.822
CCHP discounted TOTEX | [6 empty] | 4515.315 | 977.5799 | 922.2452 | 870.0427 | 820.795 | 774.3349 | 730.5046 | 689.1553 | 650.1465 | 613.3457 | 578.6281 | 545.8755 | 514.9769 | 485.8273 | 458.3276
projection year
Year of Equipment Service | [7 empty] | 1 | 2 | 3 | 4 | 5 | 6 | 7 | 8 | 9 | 10 | 11 | 12 | 13 | 14 | 15 |  | 8 | 2025
Discount Factors | [7 empty] | 1 | 1.06 | 1.1236 | 1.191 | 1.2625 | 1.3382 | 1.4185 | 1.5036 | 1.5938 | 1.6895 | 1.7908 | 1.8983 | 2.0122 | 2.1329 | 2.2609
BAU CAPEX
CCHP CAPEX | [7 empty] | 1: 3566.0573
BAU expected OPEX | [7 empty] | 1267.488 | 1267.488 | 1267.488 | 1267.488 | 1267.488 | 1267.488 | 1267.488 | 1267.488 | 1267.488 | 1267.488 | 1267.488 | 1267.488 | 1267.488 | 1267.488 | 1267.488
CCHP expected OPEX | [7 empty] | 1047.5006 | 1047.5006 | 1047.5006 | 1047.5006 | 1047.5006 | 1047.5006 | 1047.5006 | 1047.5006 | 1047.5006 | 1047.5006 | 1047.5006 | 1047.5006 | 1047.5006 | 1047.5006 | 1047.5006
BAU expected TOTEX | [7 empty] | 1267.488 | 1267.488 | 1267.488 | 1267.488 | 1267.488 | 1267.488 | 1267.488 | 1267.488 | 1267.488 | 1267.488 | 1267.488 | 1267.488 | 1267.488 | 1267.488 | 1267.488
CCHP expected TOTEX | [7 empty] | 4613.5578 | 1047.5006 | 1047.5006 | 1047.5006 | 1047.5006 | 1047.5006 | 1047.5006 | 1047.5006 | 1047.5006 | 1047.5006 | 1047.5006 | 1047.5006 | 1047.5006 | 1047.5006 | 1047.5006
BAU discounted OPEX | [7 empty] | 1267.488 | 1195.7434 | 1128.0598 | 1064.2074 | 1003.9692 | 947.1408 | 893.529 | 842.9519 | 795.2376 | 750.2242 | 707.7587 | 667.6969 | 629.9027 | 594.2478 | 560.6112
CCHP discounted TOTEX | [7 empty] | 4613.5578 | 988.2081 | 932.2718 | 879.5017 | 829.7186 | 782.7534 | 738.4466 | 696.6477 | 657.2148 | 620.014 | 584.9188 | 551.8102 | 520.5757 | 491.1091 | 463.3105
projection year
Year of Equipment Service | [8 empty] | 1 | 2 | 3 | 4 | 5 | 6 | 7 | 8 | 9 | 10 | 11 | 12 | 13 | 14 | 15 |  | 9 | 2026
Discount Factors | [8 empty] | 1 | 1.06 | 1.1236 | 1.191 | 1.2625 | 1.3382 | 1.4185 | 1.5036 | 1.5938 | 1.6895 | 1.7908 | 1.8983 | 2.0122 | 2.1329 | 2.2609
BAU CAPEX
CCHP CAPEX | [8 empty] | 1: 3655.2087
BAU expected OPEX | [8 empty] | 1273.8254 | 1273.8254 | 1273.8254 | 1273.8254 | 1273.8254 | 1273.8254 | 1273.8254 | 1273.8254 | 1273.8254 | 1273.8254 | 1273.8254 | 1273.8254 | 1273.8254 | 1273.8254 | 1273.8254
CCHP expected OPEX | [8 empty] | 1058.9444 | 1058.9444 | 1058.9444 | 1058.9444 | 1058.9444 | 1058.9444 | 1058.9444 | 1058.9444 | 1058.9444 | 1058.9444 | 1058.9444 | 1058.9444 | 1058.9444 | 1058.9444 | 1058.9444
BAU expected TOTEX | [8 empty] | 1273.8254 | 1273.8254 | 1273.8254 | 1273.8254 | 1273.8254 | 1273.8254 | 1273.8254 | 1273.8254 | 1273.8254 | 1273.8254 | 1273.8254 | 1273.8254 | 1273.8254 | 1273.8254 | 1273.8254
CCHP expected TOTEX | [8 empty] | 4714.1531 | 1058.9444 | 1058.9444 | 1058.9444 | 1058.9444 | 1058.9444 | 1058.9444 | 1058.9444 | 1058.9444 | 1058.9444 | 1058.9444 | 1058.9444 | 1058.9444 | 1058.9444 | 1058.9444
BAU discounted OPEX | [8 empty] | 1273.8254 | 1201.7221 | 1133.7001 | 1069.5284 | 1008.989 | 951.8765 | 897.9967 | 847.1667 | 799.2138 | 753.9753 | 711.2975 | 671.0353 | 633.0522 | 597.2191 | 563.4142
CCHP discounted TOTEX | [8 empty] | 4714.1531 | 999.0042 | 942.4568 | 889.1102 | 838.7832 | 791.3049 | 746.514 | 704.2585 | 664.3948 | 626.7876 | 591.309 | 557.8387 | 526.2629 | 496.4745 | 468.3721
projection year
Year of Equipment Service | [9 empty] | 1 | 2 | 3 | 4 | 5 | 6 | 7 | 8 | 9 | 10 | 11 | 12 | 13 | 14 | 15 |  | 10 | 2027
Discount Factors | [9 empty] | 1 | 1.06 | 1.1236 | 1.191 | 1.2625 | 1.3382 | 1.4185 | 1.5036 | 1.5938 | 1.6895 | 1.7908 | 1.8983 | 2.0122 | 2.1329 | 2.2609
BAU CAPEX
CCHP CAPEX | [9 empty] | 1: 3746.5889
BAU expected OPEX | [9 empty] | 1280.1945 | 1280.1945 | 1280.1945 | 1280.1945 | 1280.1945 | 1280.1945 | 1280.1945 | 1280.1945 | 1280.1945 | 1280.1945 | 1280.1945 | 1280.1945 | 1280.1945 | 1280.1945 | 1280.1945
CCHP expected OPEX | [9 empty] | 1070.5696 | 1070.5696 | 1070.5696 | 1070.5696 | 1070.5696 | 1070.5696 | 1070.5696 | 1070.5696 | 1070.5696 | 1070.5696 | 1070.5696 | 1070.5696 | 1070.5696 | 1070.5696 | 1070.5696
BAU expected TOTEX | [9 empty] | 1280.1945 | 1280.1945 | 1280.1945 | 1280.1945 | 1280.1945 | 1280.1945 | 1280.1945 | 1280.1945 | 1280.1945 | 1280.1945 | 1280.1945 | 1280.1945 | 1280.1945 | 1280.1945 | 1280.1945
CCHP expected TOTEX | [9 empty] | 4817.1585 | 1070.5696 | 1070.5696 | 1070.5696 | 1070.5696 | 1070.5696 | 1070.5696 | 1070.5696 | 1070.5696 | 1070.5696 | 1070.5696 | 1070.5696 | 1070.5696 | 1070.5696 | 1070.5696
BAU discounted OPEX | [9 empty] | 1280.1945 | 1207.7307 | 1139.3686 | 1074.876 | 1014.034 | 956.6358 | 902.4866 | 851.4025 | 803.2099 | 757.7452 | 714.8539 | 674.3905 | 636.2175 | 600.2052 | 566.2313
CCHP discounted TOTEX | [9 empty] | 4817.1585 | 1009.9713 | 952.8031 | 898.8709 | 847.9914 | 799.9919 | 754.7093 | 711.9899 | 671.6886 | 633.6685 | 597.8005 | 563.9627 | 532.0403 | 501.9248 | 473.514

## EV
| BAU | EV |  | 1.2971 | FF MMBru displaced per T3 credit
VMT/yr | 10000 | 10000
equipment cost | 25000 | 35000
equipment cost trend | 0% | -3% |  | +infl or -3% |  | bloomberg projects apx 5% yoy decline (parity in early 2020s)
fuel efficiency (MMBtu/mile) | 0.0047889 | 0.0011373
fuel usage (MMBtu) | 47.8893 | 11.3733
maintenance cost/mi (yr 1) | 0.017373 | 0.0035267
maintenance cost/yr (yr 1) | 173.7333 | 35.2667
electricity usage (MWh) | N/A | 3.3333
T3 credit (MWh) | N/A | 36.9217
|  | 1.1 | ratio of ATC LMP to load wtd LMP | [5 empty] | set to 1.10 (~historical average) if assuming during/after work charge-up (high cost); 0.75 if off-peak (low cost)
|  | 3 | avg contribution to VT system monthly peaks (kW) | [5 empty] | set to 3 kW if assuming on-peak charging (high cost); 0 if off-peak charging (low cost)
|  | 3 | avg contribution to NE system peak (kW) | [5 empty] | set to 3 kW if assuming on-peak charging (high cost); 0 if off-peak charging (low cost)
projection yr | 1 | 2 | 3 | 4 | 5 | 6 | 7 | 8 | 9 | 10 |  | AVG
calendar yr | 2018 | 2019 | 2020 | 2021 | 2022 | 2023 | 2024 | 2025 | 2026 | 2027
FF price ($/MMBtu) | 20 | 16.08 | 16.1604 | 16.2412 | 16.3224 | 16.404 | 16.486 | 16.5685 | 16.6513 | 16.7346 |  | 16.7648
ELC price ($/MWh) | 180 | 183.6 | 187.272 | 191.0174 | 194.8378 | 198.7345 | 202.7092 | 206.7634 | 210.8987 | 215.1167 |  | 197.095
gross break-even incentive | 6128.385 | 6616.0619 | 5642.1006 | 4700.0565 | 3789.0429 | 2908.2012 | 2056.7001 | 1233.7347 | 438.5259 | 0 |  | 3351.2809
federal incentive offset | 7500 | 7500 | 7500 | [8 empty] | 7500 |  | ends after 200k sold nationally
net break-even incentive | 0 | 0 | 0 | 4700.0565 | 3789.0429 | 2908.2012 | 2056.7001 | 1233.7347 | 438.5259 | 0 |  | 1512.6261
ACP ceiling on incentive | 2257.3923 | 2300.2828 | 2343.9882 | 2388.5239 | 2433.9059 | 2480.1501 | 2527.273 | 2575.2912 | 2624.2217 | 2674.0819 |  | 2460.5111
incentive cost per T3 credit | 0 | 0 | 0 | 127.298 | 102.6238 | 78.7667 | 55.7044 | 33.4149 | 11.8772 | 0 |  | 40.9685
projection year
Year of Equipment Service | 1 | 2 | 3 | 4 | 5 | 6 | 7 | 8 | 9 | 10 |  | 1 | 2018
Discount Factors | 1 | 1.06 | 1.1236 | 1.191 | 1.2625 | 1.3382 | 1.4185 | 1.5036 | 1.5938 | 1.6895
BAU CAPEX | 25000
EV CAPEX | 35000
BAU expected OPEX | 1131.5199 | 1131.5199 | 1131.5199 | 1131.5199 | 1131.5199 | 1131.5199 | 1131.5199 | 1131.5199 | 1131.5199 | 1131.5199
EV expected OPEX | 635.2667 | 635.2667 | 635.2667 | 635.2667 | 635.2667 | 635.2667 | 635.2667 | 635.2667 | 635.2667 | 635.2667
BAU expected TOTEX | 26131.5199 | 1131.5199 | 1131.5199 | 1131.5199 | 1131.5199 | 1131.5199 | 1131.5199 | 1131.5199 | 1131.5199 | 1131.5199
EV expected TOTEX | 35635.2667 | 635.2667 | 635.2667 | 635.2667 | 635.2667 | 635.2667 | 635.2667 | 635.2667 | 635.2667 | 635.2667
BAU discounted OPEX | 26131.5199 | 1067.4716 | 1007.0487 | 950.0459 | 896.2697 | 845.5375 | 797.6769 | 752.5254 | 709.9296 | 669.7449
CCHP discounted TOTEX | 35635.2667 | 599.3082 | 565.3851 | 533.3821 | 503.1907 | 474.7082 | 447.8379 | 422.4886 | 398.5742 | 376.0134
projection year
Year of Equipment Service |  | 1 | 2 | 3 | 4 | 5 | 6 | 7 | 8 | 9 | 10 |  | 2 | 2019
Discount Factors |  | 1 | 1.06 | 1.1236 | 1.191 | 1.2625 | 1.3382 | 1.4185 | 1.5036 | 1.5938 | 1.6895
BAU CAPEX |  | 1: 25000
EV CAPEX |  | 1: 33950
BAU expected OPEX |  | 947.0947 | 947.0947 | 947.0947 | 947.0947 | 947.0947 | 947.0947 | 947.0947 | 947.0947 | 947.0947 | 947.0947
EV expected OPEX |  | 647.9367 | 647.9367 | 647.9367 | 647.9367 | 647.9367 | 647.9367 | 647.9367 | 647.9367 | 647.9367 | 647.9367
BAU expected TOTEX |  | 25947.0947 | 947.0947 | 947.0947 | 947.0947 | 947.0947 | 947.0947 | 947.0947 | 947.0947 | 947.0947 | 947.0947
EV expected TOTEX |  | 34597.9367 | 647.9367 | 647.9367 | 647.9367 | 647.9367 | 647.9367 | 647.9367 | 647.9367 | 647.9367 | 647.9367
BAU discounted OPEX |  | 25947.0947 | 893.4855 | 842.9109 | 795.1989 | 750.1877 | 707.7242 | 667.6644 | 629.872 | 594.2189 | 560.5839
CCHP discounted TOTEX |  | 34597.9367 | 611.2611 | 576.6614 | 544.0202 | 513.2266 | 484.176 | 456.7698 | 430.9149 | 406.5235 | 383.5128
projection year
Year of Equipment Service |  |  | 1 | 2 | 3 | 4 | 5 | 6 | 7 | 8 | 9 | 10 |  | 3 | 2020
Discount Factors |  |  | 1 | 1.06 | 1.1236 | 1.191 | 1.2625 | 1.3382 | 1.4185 | 1.5036 | 1.5938 | 1.6895
BAU CAPEX |  |  | 1: 25000
EV CAPEX |  |  | 1: 32931.5
BAU expected OPEX |  |  | 954.3086 | 954.3086 | 954.3086 | 954.3086 | 954.3086 | 954.3086 | 954.3086 | 954.3086 | 954.3086 | 954.3086
EV expected OPEX |  |  | 660.8595 | 660.8595 | 660.8595 | 660.8595 | 660.8595 | 660.8595 | 660.8595 | 660.8595 | 660.8595 | 660.8595
BAU expected TOTEX |  |  | 25954.3086 | 954.3086 | 954.3086 | 954.3086 | 954.3086 | 954.3086 | 954.3086 | 954.3086 | 954.3086 | 954.3086
EV expected TOTEX |  |  | 33592.3595 | 660.8595 | 660.8595 | 660.8595 | 660.8595 | 660.8595 | 660.8595 | 660.8595 | 660.8595 | 660.8595
BAU discounted OPEX |  |  | 25954.3086 | 900.2911 | 849.3313 | 801.2559 | 755.9018 | 713.1149 | 672.7499 | 634.6697 | 598.745 | 564.8538
CCHP discounted TOTEX |  |  | 33592.3595 | 623.4524 | 588.1626 | 554.8704 | 523.4626 | 493.8327 | 465.8799 | 439.5093 | 414.6314 | 391.1617
projection year
Year of Equipment Service |  |  |  | 1 | 2 | 3 | 4 | 5 | 6 | 7 | 8 | 9 | 10 |  | 4 | 2021
Discount Factors |  |  |  | 1 | 1.06 | 1.1236 | 1.191 | 1.2625 | 1.3382 | 1.4185 | 1.5036 | 1.5938 | 1.6895
BAU CAPEX |  |  |  | 1: 25000
EV CAPEX |  |  |  | 1: 31943.555
BAU expected OPEX |  |  |  | 961.6057 | 961.6057 | 961.6057 | 961.6057 | 961.6057 | 961.6057 | 961.6057 | 961.6057 | 961.6057 | 961.6057
EV expected OPEX |  |  |  | 674.0401 | 674.0401 | 674.0401 | 674.0401 | 674.0401 | 674.0401 | 674.0401 | 674.0401 | 674.0401 | 674.0401
BAU expected TOTEX |  |  |  | 25961.6057 | 961.6057 | 961.6057 | 961.6057 | 961.6057 | 961.6057 | 961.6057 | 961.6057 | 961.6057 | 961.6057
EV expected TOTEX |  |  |  | 32617.5951 | 674.0401 | 674.0401 | 674.0401 | 674.0401 | 674.0401 | 674.0401 | 674.0401 | 674.0401 | 674.0401
BAU discounted OPEX |  |  |  | 25961.6057 | 907.1752 | 855.8257 | 807.3827 | 761.6818 | 718.5677 | 677.8941 | 639.5227 | 603.3233 | 569.173
CCHP discounted TOTEX |  |  |  | 32617.5951 | 635.8869 | 599.8933 | 565.9371 | 533.9029 | 503.682 | 475.1717 | 448.2752 | 422.9011 | 398.9633
projection year
Year of Equipment Service |  |  |  |  | 1 | 2 | 3 | 4 | 5 | 6 | 7 | 8 | 9 | 10 |  | 5 | 2022
Discount Factors |  |  |  |  | 1 | 1.06 | 1.1236 | 1.191 | 1.2625 | 1.3382 | 1.4185 | 1.5036 | 1.5938 | 1.6895
BAU CAPEX |  |  |  |  | 1: 25000
EV CAPEX |  |  |  |  | 1: 30985.2483
BAU expected OPEX |  |  |  |  | 968.9873 | 968.9873 | 968.9873 | 968.9873 | 968.9873 | 968.9873 | 968.9873 | 968.9873 | 968.9873 | 968.9873
EV expected OPEX |  |  |  |  | 687.4836 | 687.4836 | 687.4836 | 687.4836 | 687.4836 | 687.4836 | 687.4836 | 687.4836 | 687.4836 | 687.4836
BAU expected TOTEX |  |  |  |  | 25968.9873 | 968.9873 | 968.9873 | 968.9873 | 968.9873 | 968.9873 | 968.9873 | 968.9873 | 968.9873 | 968.9873
EV expected TOTEX |  |  |  |  | 31672.7319 | 687.4836 | 687.4836 | 687.4836 | 687.4836 | 687.4836 | 687.4836 | 687.4836 | 687.4836 | 687.4836
BAU discounted OPEX |  |  |  |  | 25968.9873 | 914.139 | 862.3953 | 813.5804 | 767.5287 | 724.0837 | 683.0978 | 644.4319 | 607.9546 | 573.5421
CCHP discounted TOTEX |  |  |  |  | 31672.7319 | 648.5694 | 611.8579 | 577.2245 | 544.5514 | 513.7277 | 484.6488 | 457.2159 | 431.3357 | 406.9205
projection year
Year of Equipment Service | [5 empty] | 1 | 2 | 3 | 4 | 5 | 6 | 7 | 8 | 9 | 10 |  | 6 | 2023
Discount Factors | [5 empty] | 1 | 1.06 | 1.1236 | 1.191 | 1.2625 | 1.3382 | 1.4185 | 1.5036 | 1.5938 | 1.6895
BAU CAPEX | [5 empty] | 1: 25000
EV CAPEX | [5 empty] | 1: 30055.6909
BAU expected OPEX | [5 empty] | 976.4547 | 976.4547 | 976.4547 | 976.4547 | 976.4547 | 976.4547 | 976.4547 | 976.4547 | 976.4547 | 976.4547
EV expected OPEX | [5 empty] | 701.1952 | 701.1952 | 701.1952 | 701.1952 | 701.1952 | 701.1952 | 701.1952 | 701.1952 | 701.1952 | 701.1952
BAU expected TOTEX | [5 empty] | 25976.4547 | 976.4547 | 976.4547 | 976.4547 | 976.4547 | 976.4547 | 976.4547 | 976.4547 | 976.4547 | 976.4547
EV expected TOTEX | [5 empty] | 30756.8861 | 701.1952 | 701.1952 | 701.1952 | 701.1952 | 701.1952 | 701.1952 | 701.1952 | 701.1952 | 701.1952
BAU discounted OPEX | [5 empty] | 25976.4547 | 921.1837 | 869.0412 | 819.8502 | 773.4436 | 729.6638 | 688.362 | 649.3981 | 612.6398 | 577.962
CCHP discounted TOTEX | [5 empty] | 30756.8861 | 661.5049 | 624.0613 | 588.737 | 555.4123 | 523.9739 | 494.315 | 466.3349 | 439.9386 | 415.0364
projection year
Year of Equipment Service | [6 empty] | 1 | 2 | 3 | 4 | 5 | 6 | 7 | 8 | 9 | 10 |  | 7 | 2024
Discount Factors | [6 empty] | 1 | 1.06 | 1.1236 | 1.191 | 1.2625 | 1.3382 | 1.4185 | 1.5036 | 1.5938 | 1.6895
BAU CAPEX | [6 empty] | 1: 25000
EV CAPEX | [6 empty] | 1: 29154.0202
BAU expected OPEX | [6 empty] | 984.0093 | 984.0093 | 984.0093 | 984.0093 | 984.0093 | 984.0093 | 984.0093 | 984.0093 | 984.0093 | 984.0093
EV expected OPEX | [6 empty] | 715.1804 | 715.1804 | 715.1804 | 715.1804 | 715.1804 | 715.1804 | 715.1804 | 715.1804 | 715.1804 | 715.1804
BAU expected TOTEX | [6 empty] | 25984.0093 | 984.0093 | 984.0093 | 984.0093 | 984.0093 | 984.0093 | 984.0093 | 984.0093 | 984.0093 | 984.0093
EV expected TOTEX | [6 empty] | 29869.2006 | 715.1804 | 715.1804 | 715.1804 | 715.1804 | 715.1804 | 715.1804 | 715.1804 | 715.1804 | 715.1804
BAU discounted OPEX | [6 empty] | 25984.0093 | 928.3106 | 875.7647 | 826.1931 | 779.4275 | 735.309 | 693.6877 | 654.4224 | 617.3796 | 582.4336
CCHP discounted TOTEX | [6 empty] | 29869.2006 | 674.6985 | 636.508 | 600.4793 | 566.4899 | 534.4244 | 504.174 | 475.6358 | 448.713 | 423.3142
projection year
Year of Equipment Service | [7 empty] | 1 | 2 | 3 | 4 | 5 | 6 | 7 | 8 | 9 | 10 |  | 8 | 2025
Discount Factors | [7 empty] | 1 | 1.06 | 1.1236 | 1.191 | 1.2625 | 1.3382 | 1.4185 | 1.5036 | 1.5938 | 1.6895
BAU CAPEX | [7 empty] | 1: 25000
EV CAPEX | [7 empty] | 1: 28279.3996
BAU expected OPEX | [7 empty] | 991.6524 | 991.6524 | 991.6524 | 991.6524 | 991.6524 | 991.6524 | 991.6524 | 991.6524 | 991.6524 | 991.6524
EV expected OPEX | [7 empty] | 729.4445 | 729.4445 | 729.4445 | 729.4445 | 729.4445 | 729.4445 | 729.4445 | 729.4445 | 729.4445 | 729.4445
BAU expected TOTEX | [7 empty] | 25991.6524 | 991.6524 | 991.6524 | 991.6524 | 991.6524 | 991.6524 | 991.6524 | 991.6524 | 991.6524 | 991.6524
EV expected TOTEX | [7 empty] | 29008.8441 | 729.4445 | 729.4445 | 729.4445 | 729.4445 | 729.4445 | 729.4445 | 729.4445 | 729.4445 | 729.4445
BAU discounted OPEX | [7 empty] | 25991.6524 | 935.5211 | 882.5671 | 832.6104 | 785.4816 | 741.0203 | 699.0758 | 659.5055 | 622.175 | 586.9575
CCHP discounted TOTEX | [7 empty] | 29008.8441 | 688.1552 | 649.203 | 612.4557 | 577.7884 | 545.0834 | 514.2296 | 485.1223 | 457.6625 | 431.7571
projection year
Year of Equipment Service | [8 empty] | 1 | 2 | 3 | 4 | 5 | 6 | 7 | 8 | 9 | 10 |  | 9 | 2026
Discount Factors | [8 empty] | 1 | 1.06 | 1.1236 | 1.191 | 1.2625 | 1.3382 | 1.4185 | 1.5036 | 1.5938 | 1.6895
BAU CAPEX | [8 empty] | 1: 25000
EV CAPEX | [8 empty] | 1: 27431.0176
BAU expected OPEX | [8 empty] | 999.3854 | 999.3854 | 999.3854 | 999.3854 | 999.3854 | 999.3854 | 999.3854 | 999.3854 | 999.3854 | 999.3854
EV expected OPEX | [8 empty] | 743.9932 | 743.9932 | 743.9932 | 743.9932 | 743.9932 | 743.9932 | 743.9932 | 743.9932 | 743.9932 | 743.9932
BAU expected TOTEX | [8 empty] | 25999.3854 | 999.3854 | 999.3854 | 999.3854 | 999.3854 | 999.3854 | 999.3854 | 999.3854 | 999.3854 | 999.3854
EV expected TOTEX | [8 empty] | 28175.0108 | 743.9932 | 743.9932 | 743.9932 | 743.9932 | 743.9932 | 743.9932 | 743.9932 | 743.9932 | 743.9932
BAU discounted OPEX | [8 empty] | 25999.3854 | 942.8164 | 889.4495 | 839.1033 | 791.6069 | 746.7989 | 704.5273 | 664.6484 | 627.0268 | 591.5347
CCHP discounted TOTEX | [8 empty] | 28175.0108 | 701.8804 | 662.1513 | 624.671 | 589.3123 | 555.955 | 524.4858 | 494.798 | 466.7905 | 440.3684
projection year
Year of Equipment Service | [9 empty] | 1 | 2 | 3 | 4 | 5 | 6 | 7 | 8 | 9 | 10 |  | 10 | 2027
Discount Factors | [9 empty] | 1 | 1.06 | 1.1236 | 1.191 | 1.2625 | 1.3382 | 1.4185 | 1.5036 | 1.5938 | 1.6895
BAU CAPEX | [9 empty] | 1: 25000
EV CAPEX | [9 empty] | 1: 26608.0871
BAU expected OPEX | [9 empty] | 1007.2099 | 1007.2099 | 1007.2099 | 1007.2099 | 1007.2099 | 1007.2099 | 1007.2099 | 1007.2099 | 1007.2099 | 1007.2099
EV expected OPEX | [9 empty] | 758.832 | 758.832 | 758.832 | 758.832 | 758.832 | 758.832 | 758.832 | 758.832 | 758.832 | 758.832
BAU expected TOTEX | [9 empty] | 26007.2099 | 1007.2099 | 1007.2099 | 1007.2099 | 1007.2099 | 1007.2099 | 1007.2099 | 1007.2099 | 1007.2099 | 1007.2099
EV expected TOTEX | [9 empty] | 27366.9191 | 758.832 | 758.832 | 758.832 | 758.832 | 758.832 | 758.832 | 758.832 | 758.832 | 758.832
BAU discounted OPEX | [9 empty] | 26007.2099 | 950.198 | 896.4132 | 845.6728 | 797.8045 | 752.6458 | 710.0432 | 669.8521 | 631.9359 | 596.166
CCHP discounted TOTEX | [9 empty] | 27366.9191 | 715.8793 | 675.3578 | 637.13 | 601.0661 | 567.0434 | 534.9466 | 504.6666 | 476.1006 | 449.1515

## ELC WS
0.5% | LMP trend | use 0.5% (high cost) or 3.0% (low cost) |  | 3.717% | AEO projected FF price trend (for reference) |  |  |  | 9% | distribution losses
1.9% | RNS trend | use infl (high) or 3% (low) |  | 16% | historical trend since 2003 (for reference)
1.3 | FCA:LMP ratio | use 1.30 (high) or 1.55 (low) |  | 1.32 | historical average 2007-2016 (for reference)
0% | FCA multiplier trend | use 0% (high) or 10% (low) |  | -10% | historical trend 2007-2016 (for reference)
T3 wholesale costs per measure
| LMP ATC ($/MWh) | D losses ($/MWh | FCA ($/kW-yr) | RNS ($/kW-yr) | all-in $/MWh | customers |  |  | CCHP | EV
2016 | 29.53 | 2.6577 | 39.76 | 104.3 | 55.6809 | 369000 |  |  | 405.4524 | 550.2016 | check
2017 | 30 | 2.7 | 57.18 | 106.2817 | 59.3572 | 369810.5263 |  |  | 462.9104 | 610.2851 | htg mwh | htg lmp | clg mwh | clg lmp | htg $ | clg $ | RNS | FCA | total | per mwh
2018 | 35 | 3.15 | 96.925 | 108.3011 | 71.618 | 371109.7998 |  |  | 599.3186 | 755.5615 | 2 | 38.5 | 0.2 | 36.75 | 83.93 | 8.0115 | 216.6021 | 290.775 | 599.3186 | 272.4175
2019 | 35.175 | 3.1657 | 102 | 110.3588 | 72.972 | 372409.0733 |  |  | 619.1188 | 777.6591 | 2 | 38.6925 | 0.2 | 36.9337 | 84.3497 | 8.0516 | 220.7175 | 306 | 619.1188 | 281.4176
2020 | 35.3509 | 3.1816 | 75.71 | 112.4556 | 69.2183 | 374890.1666 |  |  | 544.9044 | 705.7824 | 2 | 38.886 | 0.2 | 37.1184 | 84.7714 | 8.0918 | 224.9112 | 227.13 | 544.9044 | 247.6838
2021 | 35.5276 | 3.1975 | 46.1859 | 114.5922 | 64.9446 | 377248.4709 |  |  | 461.0698 | 624.3266 | 2 | 39.0804 | 0.2 | 37.304 | 85.1953 | 8.1323 | 229.1845 | 138.5578 | 461.0698 | 209.5772
2022 | 35.7053 | 3.2135 | 46.4168 | 116.7695 | 65.531 | 379302.198 |  |  | 466.5837 | 632.2611 | 2 | 39.2758 | 0.2 | 37.4905 | 85.6212 | 8.1729 | 233.539 | 139.2505 | 466.5837 | 212.0835
2023 | 35.8838 | 3.2295 | 46.6489 | 118.9881 | 66.1252 | 381278.1168 |  |  | 472.1862 | 640.3267 | 2 | 39.4722 | 0.2 | 37.678 | 86.0493 | 8.2138 | 237.9762 | 139.9468 | 472.1862 | 214.6301
2024 | 36.0632 | 3.2457 | 46.8822 | 121.2489 | 66.7275 | 382945.1818 |  |  | 477.8788 | 648.5258 | 2 | 39.6695 | 0.2 | 37.8664 | 86.4796 | 8.2549 | 242.4978 | 140.6465 | 477.8788 | 217.2176
2025 | 36.2435 | 3.2619 | 47.1166 | 123.5526 | 67.338 | 384505.3283 |  |  | 483.6631 | 656.8609 | 2 | 39.8679 | 0.2 | 38.0557 | 86.912 | 8.2961 | 247.1052 | 141.3498 | 483.6631 | 219.8469
2026 | 36.4247 | 3.2782 | 47.3522 | 125.9001 | 67.9568 | 385865.0999 |  |  | 489.5409 | 665.3344 | 2 | 40.0672 | 0.2 | 38.246 | 87.3465 | 8.3376 | 251.8002 | 142.0565 | 489.5409 | 222.5186
2027 | 36.6069 | 3.2946 | 47.5889 | 128.2922 | 68.584 | 387027.8954 |  |  | 495.5138 | 673.9489 | 2 | 40.2676 | 0.2 | 38.4372 | 87.7833 | 8.3793 | 256.5844 | 142.7668 | 495.5138 | 225.2336
CAGR (2018-2027) | 0.5% | 0.5% | -7.599% | 1.9% | -0.4798% | 0.4677% | -0.01208% | AVG: | 510.9778 | 678.0588
level'd ($/MWh) | 35.7704 | 3.2193 | 9.9814 | 19.1946 | 68.1658 |  |  | per MWh | 232.2626 | 203.4176
|  |  | > kW-mth | > kW-mth
|  |  | 3.3133 | 8.6917
|  |  | 4.765 | 8.8568
|  |  | 8.0771 | 9.0251
|  |  | 8.5 | 9.1966
|  |  | 6.3092 | 9.3713
|  |  | 3.8488 | 9.5494
|  |  | 3.8681 | 9.7308
|  |  | 3.8874 | 9.9157
|  |  | 3.9068 | 10.1041
|  |  | 3.9264 | 10.2961
|  |  | 3.946 | 10.4917
|  |  | 3.9657 | 10.691
Note on F6: assumes constant 70% load factor

## T1&2
[9 empty] | low | select high/low NM 2.0 growth scenario; define growth scenarios on NM tab
set to low for high cost or high for low cost
[5 empty] | Tier 1 |  |  |  | Tier 2 |  |  |  |  | Tier 1 committed |  |  |  | REC Supply
|  | T1% | T2% | scenario sales | obligation | committed | deficit | acq new | obligation | T2 NM | T2 SO | deficit | acq new | portfolio | SO | Rye | total | Total | new SO | NM 2.0 | apx T1 supply (conservatively high)
| 2016 | 0% | 0% | 5509586 | 0 | [8 empty] | 2750000 | 100000 | 150000 | 3000000
| 2017 | 54% | 1% | 5503866.6667 | 2972088 | 3000000 | 0 | 0 | 55038.6667 | 34295.4 | 17454.3 | 3288.9667 | 3288.9667 | 2750000 | 100000 | 150000 | 3000000
yr1 | 2018 | 53.4% | 1.6% | 5510059.5743 | 2942371.8127 | 3000000 | 0 | 0 | 88160.9532 | 37724.94 | 30545.025 | 19890.9882 | 16602.0215 | 2750000 | 100000 | 150000 | 3000000 | 2847421.4048 | 30545.025 | 37724.94 | 2779151.4398
| 2019 | 52.8% | 2.2% | 5509894.7686 | 2909224.4378 | 2730000 | 179224.4378 | 179224.4378 | 121217.6849 | 41497.434 | 43635.75 | 36084.5009 | 16193.5127 | 2480000 | 100000 | 150000 | 2730000 | 2864284.6238 | 43635.75 | 41497.434 | 2779151.4398
| 2020 | 56.2% | 2.8% | 5509365.2841 | 3096263.2897 | 2690000 | 406263.2897 | 227038.8519 | 154262.228 | 45647.1774 | 56726.475 | 51888.5756 | 15804.0746 | 2440000 | 100000 | 150000 | 2690000 | 2875306.6972 | 56726.475 | 45647.1774 | 2772933.0448
| 2021 | 55.6% | 3.4% | 5508449.9542 | 3062698.1745 | 2660000 | 402698.1745 | 0 | 187287.2984 | 50211.8951 | 74180.775 | 62894.6283 | 11006.0527 | 2410000 | 100000 | 150000 | 2660000 | 2858078.24 | 74180.775 | 50211.8951 | 2733685.5698
| 2022 | 55% | 4% | 5507109.6081 | 3028910.2845 | 2660000 | 368910.2845 | 0 | 220284.3843 | 55233.0847 | 91635.075 | 73416.2247 | 10521.5964 | 2410000 | 100000 | 150000 | 2660000 | 2856087.2295 | 91635.075 | 55233.0847 | 2709219.0698
| 2023 | 58.4% | 4.6% | 5505301.0857 | 3215095.8341 | 2640000 | 575095.8341 | 168832.5444 | 253243.8499 | 60756.3931 | 109089.375 | 83398.0818 | 9981.8572 | 2390000 | 100000 | 150000 | 2640000 | 2879064.8379 | 109089.375 | 60756.3931 | 2709219.0698
| 2024 | 57.8% | 5.2% | 5502976.8834 | 3180720.6386 | 2640000 | 540720.6386 | 0 | 286154.7979 | 66832.0324 | 109089.375 | 110233.3905 | 26835.3087 | 2390000 | 100000 | 150000 | 2640000 | 2866147.4773 | 109089.375 | 66832.0324 | 2690226.0698
| 2025 | 57.2% | 5.8% | 5500084.7175 | 3146048.4584 | 2565000 | 581048.4584 | 5952.6243 | 319004.9136 | 73515.2357 | 109089.375 | 136400.3029 | 26166.9124 | 2315000 | 100000 | 150000 | 2565000 | 2847042.9995 | 109089.375 | 73515.2357 | 2664438.3888
| 2026 | 60.6% | 6.4% | 5496567.0427 | 3330919.6279 | 2535000 | 795919.6279 | 214871.1695 | 351780.2907 | 80866.7592 | 109089.375 | 161824.1565 | 25423.8536 | 2285000 | 100000 | 150000 | 2535000 | 2777031.4801 | 109089.375 | 80866.7592 | 2587075.3458
yr10 | 2027 | 60% | 7% | 5492360.5236 | 3295416.3141 | 2535000 | 760416.3141 | 0 | 384465.2367 | 88953.4352 | 109089.375 | 186422.4265 | 24598.27 | 2285000 | 100000 | 150000 | 2535000 | 2733766.156 | 109089.375 | 88953.4352 | 2535723.3458
| 2028 | 59.4% | 7.6%
| 2029 | 62.8% | 8.2% | TRUE |  | 10 yr gap: | 4610297.0596 |  |  |  | 10 yr gap: | 925742.2425
| 2030 | 62.2% | 8.8%
| 2031 | 61.6% | 9.4%
| 2032 | 65% | 10%
Note on F4: includes T3 load
Note on O4: assumes two year lag between contract award and project commission

## RE gen
| 1 | T1 compliance cost per MWh in yr1 | [5 empty] | 2% | T1 compliance cost trend |  | set to 2% (high cost) or 0% (low cost) |  | Use these blocks if assuming compliance cost = LCOE (T1) or levelized REC price (T2)
| enter T2 cost and mix assumptions in table below | [6 empty] | 2% | T2 compliance cost trend |  | set to 2% (high cost) or -2% (low cost) |  |  |  |  | 1.122% | avg rate impact
| 111.5 | T2 compliance cost per MWh in yr1 | [10 empty] | Tier 2
[9 empty] | T1 cost | T2 cost | Mkt trend (for reference) |  | 2017 | 2018 | 2019 | 2020 | 2021 | 2022 | 2023 | 2024 | 2025 | 2026 | 2027 | 2028 | 2029 | 2030 | 2031 | 2032
| Solar | Wind | Sm. Hydro | Methane | Biomass |  |  |  | 1 | 115 |  | 2017 | 378231.1667 | 378231.1667 | 378231.1667 | 378231.1667 | 378231.1667 | 378231.1667 | 378231.1667 | 378231.1667 | 378231.1667 | 378231.1667 | 378231.1667 | 378231.1667 | 378231.1667 | 378231.1667 | 378231.1667 | 378231.1667
T2 | [6 empty] | yr1 | 2018 | 1 | 111.5 | 71.618 | 2018 |  | 1851125.3998 | 1851125.3998 | 1851125.3998 | 1851125.3998 | 1851125.3998 | 1851125.3998 | 1851125.3998 | 1851125.3998 | 1851125.3998 | 1851125.3998 | 1851125.3998 | 1851125.3998 | 1851125.3998 | 1851125.3998 | 1851125.3998
$/MWH | 110 | 105 | 120 | 150 | 150 |  |  | 2019 | 1.02 | 113.73 | 72.972 | 2019 |  |  | 1841688.2016 | 1841688.2016 | 1841688.2016 | 1841688.2016 | 1841688.2016 | 1841688.2016 | 1841688.2016 | 1841688.2016 | 1841688.2016 | 1841688.2016 | 1841688.2016 | 1841688.2016 | 1841688.2016 | 1841688.2016
compliance share | 70% | 20% | 5% | 5% | 0% | 100% |  | 2020 | 1.0404 | 116.0046 | 69.2183 | 2020 |  |  |  | 1833345.3577 | 1833345.3577 | 1833345.3577 | 1833345.3577 | 1833345.3577 | 1833345.3577 | 1833345.3577 | 1833345.3577 | 1833345.3577 | 1833345.3577 | 1833345.3577 | 1833345.3577 | 1833345.3577
[8 empty] | 2021 | 1.0612 | 118.3247 | 64.9446 | 2021 |  |  |  |  | 1302287.8015 | 1302287.8015 | 1302287.8015 | 1302287.8015 | 1302287.8015 | 1302287.8015 | 1302287.8015 | 1302287.8015 | 1302287.8015 | 1302287.8015 | 1302287.8015 | 1302287.8015
[8 empty] | 2022 | 1.0824 | 120.6912 | 65.531 | 2022 | [5 empty] | 1269863.9426 | 1269863.9426 | 1269863.9426 | 1269863.9426 | 1269863.9426 | 1269863.9426 | 1269863.9426 | 1269863.9426 | 1269863.9426 | 1269863.9426 | 1269863.9426
[8 empty] | 2023 | 1.1041 | 123.105 | 66.1252 | 2023 | [6 empty] | 1228816.6202 | 1228816.6202 | 1228816.6202 | 1228816.6202 | 1228816.6202 | 1228816.6202 | 1228816.6202 | 1228816.6202 | 1228816.6202 | 1228816.6202
[8 empty] | 2024 | 1.1262 | 125.5671 | 66.7275 | 2024 | Tier 2 2024: 3369632.1507; Tier 2 2025: 3369632.1507; Tier 2 2026: 3369632.1507; Tier 2 2027: 3369632.1507; Tier 2 2028: 3369632.1507; Tier 2 2029: 3369632.1507; Tier 2 2030: 3369632.1507; Tier 2 2031: 3369632.1507; Tier 2 2032: 3369632.1507
[8 empty] | 2025 | 1.1487 | 128.0785 | 67.338 | 2025 | Tier 2 2025: 3351417.6364; Tier 2 2026: 3351417.6364; Tier 2 2027: 3351417.6364; Tier 2 2028: 3351417.6364; Tier 2 2029: 3351417.6364; Tier 2 2030: 3351417.6364; Tier 2 2031: 3351417.6364; Tier 2 2032: 3351417.6364
[8 empty] | 2026 | 1.1717 | 130.64 | 67.9568 | 2026 | Tier 2 2026: 3321372.7619; Tier 2 2027: 3321372.7619; Tier 2 2028: 3321372.7619; Tier 2 2029: 3321372.7619; Tier 2 2030: 3321372.7619; Tier 2 2031: 3321372.7619; Tier 2 2032: 3321372.7619
[7 empty] | yr10 | 2027 | 1.1951 | 133.2528 | 68.584 | 2027 | Tier 2 2027: 3277788.8778; Tier 2 2028: 3277788.8778; Tier 2 2029: 3277788.8778; Tier 2 2030: 3277788.8778; Tier 2 2031: 3277788.8778; Tier 2 2032: 3277788.8778
2028
[8 empty] | level'd | 1.0916 | 121.7147 | 68.1658 | 2029
2030
2031
2032
[12 empty] | TOTAL | 378231.1667 | 2229356.5665 | 4071044.768 | 5904390.1257 | 7206677.9272 | 8476541.8697 | 9705358.49 | 13074990.6406 | 16426408.277 | 19747781.0389 | 23025569.9166 | 23025569.9166 | 23025569.9166 | 23025569.9166 | 23025569.9166 | 23025569.9166
Tier 1
[12 empty] | 2017 | 0 | 0 | 0 | 0 | 0 | 0 | 0 | 0 | 0 | 0 | 0 | 0 | 0 | 0 | 0 | 0
[12 empty] | 2018 |  | 0 | 0 | 0 | 0 | 0 | 0 | 0 | 0 | 0 | 0 | 0 | 0 | 0 | 0 | 0
[12 empty] | 2019 |  |  | 182808.9266 | 182808.9266 | 182808.9266 | 182808.9266 | 182808.9266 | 182808.9266 | 182808.9266 | 182808.9266 | 182808.9266 | 182808.9266 | 182808.9266 | 182808.9266 | 182808.9266 | 182808.9266
[12 empty] | 2020 |  |  |  | 236211.2215 | 236211.2215 | 236211.2215 | 236211.2215 | 236211.2215 | 236211.2215 | 236211.2215 | 236211.2215 | 236211.2215 | 236211.2215 | 236211.2215 | 236211.2215 | 236211.2215
[12 empty] | 2021 |  |  |  |  | 0 | 0 | 0 | 0 | 0 | 0 | 0 | 0 | 0 | 0 | 0 | 0
[12 empty] | 2022 | [5 empty] | 0 | 0 | 0 | 0 | 0 | 0 | 0 | 0 | 0 | 0 | 0
[12 empty] | 2023 | [6 empty] | 186404.7712 | 186404.7712 | 186404.7712 | 186404.7712 | 186404.7712 | 186404.7712 | 186404.7712 | 186404.7712 | 186404.7712 | 186404.7712
[12 empty] | 2024 | Tier 2 2024: 0; Tier 2 2025: 0; Tier 2 2026: 0; Tier 2 2027: 0; Tier 2 2028: 0; Tier 2 2029: 0; Tier 2 2030: 0; Tier 2 2031: 0; Tier 2 2032: 0
[12 empty] | 2025 | Tier 2 2025: 6837.6943; Tier 2 2026: 6837.6943; Tier 2 2027: 6837.6943; Tier 2 2028: 6837.6943; Tier 2 2029: 6837.6943; Tier 2 2030: 6837.6943; Tier 2 2031: 6837.6943; Tier 2 2032: 6837.6943
[12 empty] | 2026 | Tier 2 2026: 251755.8215; Tier 2 2027: 251755.8215; Tier 2 2028: 251755.8215; Tier 2 2029: 251755.8215; Tier 2 2030: 251755.8215; Tier 2 2031: 251755.8215; Tier 2 2032: 251755.8215
[12 empty] | 2027 | Tier 2 2027: 0; Tier 2 2028: 0; Tier 2 2029: 0; Tier 2 2030: 0; Tier 2 2031: 0; Tier 2 2032: 0
2028
2029
2030
2031
2032
[12 empty] | TOTAL | 0 | 0 | 182808.9266 | 419020.148 | 419020.148 | 419020.148 | 605424.9192 | 605424.9192 | 612262.6135 | 864018.435 | 864018.435 | 864018.435 | 864018.435 | 864018.435 | 864018.435 | 864018.435
chk against buying full deficit each year at prevailing REC price
[13 empty] | price | 1 | 1.02 | 1.0404 | 1.0612 | 1.0824 | 1.1041 | 1.1262 | 1.1487 | 1.1717 | 1.1951
[13 empty] | deficit | 0 | 179224.4378 | 406263.2897 | 402698.1745 | 368910.2845 | 575095.8341 | 540720.6386 | 581048.4584 | 795919.6279 | 760416.3141
[13 empty] | cost | 0 | 182808.9266 | 422676.3266 | 427346.5244 | 399320.3561 | 634952.2704 | 608939.2625 | 667442.0364 | 932546.6986 | 908767.8861
Note on A7: levelized price

## COS
|  | 50% | share of COS tied to market |  |  |  |  | set shares of T3 measure mix; see below for cost reference points | [6 empty] | set incentive amount assumption; see below for reference points | [9 empty] | set multipliers for avoided wholesale unit costs
|  | -0.01208% | wholesale cost trend |  |  |  |  | CCHP | EV | [5 empty] | CCHP | EV | [8 empty] | energy | capacity | RNS
|  | 45% | share of COS tied to inflation |  |  |  |  | 50% | 50% | [5 empty] | 1300 | 2300 | CCHP: set to 1,300 (high cost) or 200 (low cost); EV: set to 2,300 (high cost) or 800 (low cost) | [7 empty] | 1.05 | 0.25 | 0.1
|  | 1.9% | rate of inflation | [11 empty] | computed avg incentive amounts | [9 empty] | set to 1.05 (high cost) | set to .25 (high cost) | set to 0.10 (high cost)
|  | 5% | share of COS that depreciates | [11 empty] | 936.4771 | 1512.6261 | [8 empty] | set to 1.10 (low cost) | or to .75 (low cost) | set to 0.4 (low cost)
|  | -1% | rate of depreciation
[8 empty] | RES T3 Costs | [9 empty] | RES T1&2&3 Costs | [6 empty] | Displaced mkt power costs | [5 empty] | COS scenario |  | COS delta
|  |  | COS baseline |  |  | 100% |  | Total cost per T3 credit |  | Incentive cost per T3 credit |  | Wholesale cost per T3 credit |  |  | Total T3 expense |  |  | Total Expense |  |  | T3
|  |  | market | inlation | depreciation | total |  | CCHP | EV | CCHP | EV | CCHP | EV |  | CCHP | EV |  | T1 | T2 | NM | Incentives | Overhead | ELC |  | energy (incl. D losses) | capacity | RNS | total | per MWh
| 2016 |  |  |  |  | 864000000 | [24 empty] | 864000000 |  | 0
| 2017 |  |  |  |  | 864000000 | [24 empty] | 864000000 |  | 0
yr1 | 2018 |  | 431947827.3617 | 396187200 | 42768000 | 870903027.3617 |  | 24.533 | 14.9019 | 0 | 0 | 24.533 | 14.9019 |  | 3806223.4521 | 4545397.8898 |  | 0 | 2229356.5665 | 2306502.8316 | 6026630.7612 | 200000 | 2324990.5808 |  | 796783.2594 | 78601.3548 | 35130.707 | 910515.3212 | 45.7753 |  | 883079992.7805 |  | 12176965.4188
| 2019 |  | 431895661.0243 | 403714756.8 | 42340320 | 877950737.8243 |  | 46.85 | 16.5292 | 21.5065 | 0 | 25.3435 | 16.5292 |  | 1449363.8426 | 1537878.4848 |  | 182808.9266 | 4071044.768 | 2585359.0239 | 2131079.9885 | 203800 | 856162.339 |  | 1452682.1696 | 150057.856 | 64941.9638 | 1667681.9894 | 46.216 |  | 886313310.8808 |  | 8362573.0566
| 2020 |  | 431843500.987 | 411385337.1792 | 41916916.8 | 885145754.9662 |  | 48.7596 | 20.4639 | 26.454 | 0 | 22.3055 | 20.4639 |  | 1386830.5709 | 1494971.8756 |  | 419020.148 | 5904390.1257 | 2897928.9299 | 2121161.4183 | 207672.2 | 760641.0282 |  | 2099363.8446 | 160163.2443 | 95159.1703 | 2354686.2592 | 45.3797 |  | 895101882.5572 |  | 9956127.591
| 2021 |  | 431791347.2491 | 419201658.5856 | 41497747.632 | 892490753.4667 |  | 50.4095 | 148.3604 | 31.5357 | 127.298 | 18.8738 | 21.0624 |  | 1323118.7428 | 1453697.5861 |  | 419020.148 | 7206677.9272 | 3248288.5376 | 2120051.6202 | 211617.9718 | 656764.7087 |  | 2557381.8669 | 118429.8009 | 117534.8445 | 2793346.5123 | 44.4131 |  | 903559827.8679 |  | 11069074.4012
| 2022 |  | 431739199.8098 | 427166490.0987 | 41082770.1557 | 899988460.0642 |  | 55.8541 | 121.7394 | 36.7546 | 102.6238 | 19.0995 | 19.1157 |  | 1326262.1195 | 1456544.3787 |  | 419020.148 | 8476541.8697 | 3641006.6218 | 2118455.3858 | 215638.7133 | 664351.1123 |  | 3000130.431 | 138933.0449 | 139803.9088 | 3278867.3846 | 44.6613 |  | 912244606.5306 |  | 12256146.4664
| 2023 |  | 431687058.6683 | 435282653.4106 | 40671942.4541 | 907641654.5331 |  | 61.4429 | 95.6762 | 42.1141 | 78.7667 | 19.3288 | 16.9095 |  | 1329100.5177 | 1459049.4546 |  | 605424.9192 | 9705358.49 | 4081204.3223 | 2116277.7271 | 219735.8488 | 671872.2452 |  | 3425075.9952 | 158611.8497 | 161829.4329 | 3745517.2778 | 44.9113 |  | 921296010.808 |  | 13654356.2749
| 2024 |  | 431634923.824 | 443553023.8254 | 40265223.0296 | 915453170.6789 |  | 67.1793 | 72.8288 | 47.6174 | 55.7044 | 19.5619 | 17.1244 |  | 1331583.7809 | 1461158.172 |  | 605424.9192 | 13074990.6406 | 4574621.9249 | 2113442.9557 | 223910.8299 | 679298.9972 |  | 4549811.2199 | 210697.215 | 217966.0228 | 4978474.4577 | 45.163 |  | 931746386.4889 |  | 16293215.8099
| 2025 |  | 431582795.2759 | 451980531.2781 | 39862570.7993 | 923425897.3533 |  | 73.0667 | 50.7577 | 53.268 | 33.4149 | 19.7986 | 17.3428 |  | 1333655.2346 | 1462808.8406 |  | 612262.6135 | 16426408.277 | 5127693.7156 | 2109866.2039 | 228165.1357 | 686597.8713 |  | 5657982.6129 | 262015.5258 | 274830.6425 | 6194828.7812 | 45.4165 |  | 942422062.3891 |  | 18996165.0358
| 2026 |  | 431530673.0234 | 460568161.3724 | 39463945.0913 | 931562779.4871 |  | 79.1086 | 29.4421 | 59.0694 | 11.8772 | 20.0392 | 17.5649 |  | 1335250.8019 | 1463931.7678 |  | 864018.435 | 19747781.0389 | 5747631.8858 | 2105452.2239 | 232500.2733 | 693730.3459 |  | 6746145.2451 | 312407.2509 | 332251.809 | 7390804.305 | 45.6718 |  | 953563089.3847 |  | 22000309.8977
yr10 | 2027 |  | 431478557.0657 | 469318956.4384 | 39069305.6404 | 939866819.1446 |  | 85.3088 | 17.7907 | 65.025 | 0 | 20.2837 | 17.7907 |  | 1336298.0781 | 1464448.2648 |  | 864018.435 | 23025569.9166 | 6442520.5808 | 2100094.1574 | 236917.7785 | 700652.1856 |  | 7810458.9403 | 361694.5555 | 390028.5 | 8562181.9958 | 45.9289 |  | 964674410.2027 |  | 24807591.0581
|  | CAGR | -0.01208% | 1.9% | -1% | 0.8503% | AVG | 59.2512 | 58.849 | 38.3345 | 40.9685 | 20.9168 | 17.8805 | SUM | 15957687.1411 | 17799886.7149 | SUM: | 4991018.6927 | 109868119.6202 | 40652758.3743 | 25062512.4419 | 2179958.7513 | 8695061.4142 |  | 38095815.5849 | 1951611.6977 | 1829477.0016 | 41876904.2842 |  | AVG: | 910166798.3242 | SUM: | 149572525.0103
[14 empty] | PV | 14611899.2205 | 16319974.2822 | PV: | 4385393.3407 | 96093828.1486 | 36074303.2096 | 22940739.344 | 1962708.5378 | 7991134.1587 |  | 33347582.1589 | 1724434.0911 | 1598824.2389 | 36670840.4889 |  |  |  | PV: | 132777266.2504
[24 empty] | level'd | 41.2735 | 2.1343 | 1.9788 | 45.3867 | 45.354
[17 empty] | %of PV: | 2.588% | 56.71% | 21.29% | 13.54% | 1.158% | 4.716% | [9 empty] | chk against rates tab
[25 empty] | chk against full mkt cost | [6 empty] | SUM: | 149572525.0103
[25 empty] | 38.15 | 15.8064 | 17.6616 | 1424553.6884 | 71.618
[25 empty] | 38.3407 | 16.6341 | 17.9972 | 2633157.8902 | 72.972
[25 empty] | 38.5325 | 12.3467 | 18.3391 | 3591638.8181 | 69.2183
[25 empty] | 38.7251 | 7.532 | 18.6876 | 4084669.4268 | 64.9446
[25 empty] | 38.9187 | 7.5696 | 19.0426 | 4811038.3444 | 65.531
[25 empty] | 39.1133 | 7.6075 | 19.4045 | 5514718.8658 | 66.1252
[25 empty] | 39.3089 | 7.6455 | 19.7731 | 7355602.6307 | 66.7275
[25 empty] | 39.5054 | 7.6837 | 20.1488 | 9184923.3977 | 67.338
[25 empty] | 39.703 | 7.7221 | 20.5317 | 10997047.3272 | 67.9568
[25 empty] | 39.9015 | 7.7608 | 20.9218 | 12785595.5461 | 68.584
[25 empty] | 38.9897 | 9.9814 | 19.1946 | 62382945.9354 | 68.1658
54645580.8098
Note on AC7: only T2 displaces market power. Uncommitted T1 resources are assumed to be priced apx = to market
Note on G9: actuals are "total rate revenue" from kWh & revenue reports.

## load
| T3% | baseline sales | scenario sales | T3 obl. | Cum. T3 measures installed |  | Inc. T3 measures installed |  | Inc. load from T3 measures
2016 |  | 5509586 | 5509586 |  | CCHP | EV | CCHP | EV | CCHP | EV | TOTAL
2017 | 2% | 5500000 | 5503866.6667 | 110191.72 | 1000 | 500 | 1000 | 500 | 2200 | 1666.6667 | 3866.6667
2018 | 2.667% | 5496825.5142 | 5510059.5743 | 146769.7778 | 3003.9942 | 1987.5819 | 2003.9942 | 1487.5819 | 6608.7872 | 6625.2729 | 13234.0601
2019 | 3.333% | 5493333.5798 | 5509894.7686 | 183668.6525 | 3759.2178 | 2487.2729 | 755.2236 | 499.691 | 8270.2792 | 8290.9095 | 16561.1887
2020 | 4% | 5489492.452 | 5509365.2841 | 220395.7907 | 4510.9265 | 2984.6382 | 751.7086 | 497.3653 | 9924.0382 | 9948.7939 | 19872.8321
2021 | 4.667% | 5485267.2114 | 5508449.9542 | 257103.7133 | 5262.2418 | 3481.7432 | 751.3153 | 497.1051 | 11576.932 | 11605.8108 | 23182.7428
2022 | 5.333% | 5480619.4468 | 5507109.6081 | 293783.9976 | 6012.9915 | 3978.474 | 750.7497 | 496.7308 | 13228.5812 | 13261.5801 | 26490.1613
2023 | 6% | 5475506.9057 | 5505301.0857 | 330426.5765 | 6762.9694 | 4474.6942 | 749.9779 | 496.2202 | 14878.5327 | 14915.6474 | 29794.18
2024 | 6.667% | 5469883.1104 | 5502976.8834 | 367020.0724 | 7511.9427 | 4970.2497 | 748.9733 | 495.5555 | 16526.274 | 16567.499 | 33093.773
2025 | 7.333% | 5463696.9357 | 5500084.7175 | 403551.6381 | 8259.6485 | 5464.9665 | 747.7058 | 494.7168 | 18171.2267 | 18216.5551 | 36387.7818
2026 | 8% | 5456892.1435 | 5496567.0427 | 440006.7774 | 9005.79 | 5958.6484 | 746.1415 | 493.6818 | 19812.7381 | 19862.1612 | 39674.8993
2027 | 8.667% | 5449406.872 | 5492360.5236 | 476369.1437 | 9750.0328 | 6451.0739 | 744.2427 | 492.4255 | 21450.0721 | 21503.5795 | 42953.6516
2028 | 9.333%
2029 | 10% | [9 empty] | 0.7882% | more load in yr10
2030 | 10.67%
2031 | 11.33%
2032 | 12%
Note on D1: follows trajectory of 2018 LRTP forecast of system load
Note on D3: estimated

## LRTP
Energy Fcst | [5 empty] | baseline-solar MWh |  |  | baseline-solar %chg
Year | Baseline | -Solar | + HP | + EV |  | LRTP | high | low | LRTP | high | low
2017 | 5976193.15 | 5940924.72 | 5940924.72 | 5942187.91 |  | 5940924.72 | 5941897.75 | 5941897.75
2018 | 5972607.8633 | 5882356.8228 | 5890040.6328 | 5893235.5116 |  | 5882356.8228 | 5935038.67 | 5938468.21 | -0.9858% | -0.1154% | -0.05772%
2019 | 5953168.8902 | 5813373.7207 | 5828665.9951 | 5834094.2037 |  | 5813373.7207 | 5926807.774 | 5934695.716 | -1.173% | -0.1387% | -0.06353%
2020 | 5922079.3244 | 5747057.8932 | 5769936.554 | 5778236.9205 |  | 5747057.8932 | 5916930.6988 | 5930545.9726 | -1.141% | -0.1667% | -0.06992%
2021 | 5888467.8603 | 5684440.2698 | 5714902.6276 | 5726889.5752 |  | 5684440.2698 | 5905078.2086 | 5925981.2549 | -1.09% | -0.2003% | -0.07697%
2022 | 5869938.2909 | 5647293.6899 | 5685406.0672 | 5702134.7315 |  | 5647293.6899 | 5890855.2203 | 5920960.0653 | -0.6535% | -0.2409% | -0.08473%
2023 | 5864095.0602 | 5628393.5239 | 5674223.117 | 5697104.91 |  | 5628393.5239 | 5873787.6343 | 5915436.7569 | -0.3347% | -0.2897% | -0.09328%
2024 | 5856607.8426 | 5616370.2298 | 5669978.5554 | 5700860.3121 |  | 5616370.2298 | 5853306.5312 | 5909361.1176 | -0.2136% | -0.3487% | -0.1027%
2025 | 5847154.7164 | 5603551.361 | 5664937.4168 | 5705723.0527 |  | 5603551.361 | 5828729.2074 | 5902677.9143 | -0.2282% | -0.4199% | -0.1131%
2026 | 5835894.661 | 5590384.0356 | 5659515.7763 | 5712528.3141 |  | 5590384.0356 | 5799236.4189 | 5895326.3908 | -0.235% | -0.506% | -0.1245%
2027 | 5833522.627 | 5584727.3005 | 5661591.8646 | 5729696.0622 |  | 5584727.3005 | 5763845.0727 | 5887239.7148 | -0.1012% | -0.6103% | -0.1372%
2028 | 5834542.1313 | 5583718.1301 | 5668325.4488 | 5755533.528
2029 | 5834237.8484 | 5580437.8693 | 5672793.8505 | 5784187.9151 | CAGR | -0.6164% | -0.3038% | -0.09237%
2030 | 5830499.5705 | 5574950.0789 | 5675135.284 | 5813459.4803
2031 | 5828802.0996 | 5570017.3357 | 5678147.6332 | 5846166.9872
2032 | 5828092.9994 | 5566084.1852 | 5682326.3955 | 5882747.0404
2033 | 5829595.0885 | 5563264.0254 | 5687745.3111 | 5926660.5846
2034 | 5831768.6436 | 5561390.161 | 5694217.5734 | 5978851.1864
2035 | 5839390.8354 | 5564747.8334 | 5705998.947 | 6033105.2548
2036 | 5846633.592 | 5568231.1189 | 5717961.4643 | 6082611.1248
2037 | 5854154.3125 | 5572128.6009 | 5730364.0424 | 6124403.8833

## SO
[5 empty] | shares | [7 empty] | MW capacity
|  | MW awarded | cum after july15 |  | solar | sm wind | lg wind | food | bio | hydro | TOTAL |  | solar | sm wind | lg wind | food | bio | hydro | TOTAL
| 2013 | 5 |  |  | 100% | 0% | 0% | 0% | 0% | 0% | 100% |  | 6.2 | [5 empty] | 6.2
| 2014 | 5 |  |  | 100% | 0% | 0% | 0% | 0% | 0% | 100% |  | 7 | [5 empty] | 7
| 2015 | 5 |  |  | 83.07% | 0% | 11% | 5.934% | 0% | 0% | 100% |  | 4.2 |  | 0.556 | 0.3 |  |  | 5.056
| 2016 | 7.5 | 5 |  | 63.56% | 32.07% | 4.373% | 0% | 0% | 0% | 100% |  | 4.36 | 2.2 | 0.3 |  |  |  | 6.86
| 2017 | 7.5 | 10 |  | 86.66% | 8.017% | 3.843% | 1.483% | 0% | 0% | 100%
yr1 | 2018 | 7.5 | 17.5 |  | 86.66% | 8.017% | 3.843% | 1.483% | 0% | 0% | 100%
| 2019 | 10 | 25 |  | 86.66% | 8.017% | 3.843% | 1.483% | 0% | 0% | 100%
| 2020 | 10 | 32.5 |  | 86.66% | 8.017% | 3.843% | 1.483% | 0% | 0% | 100%
| 2021 | 10 | 42.5 |  | 86.66% | 8.017% | 3.843% | 1.483% | 0% | 0% | 100%
| 2022 |  | 52.5 |  | 86.66% | 8.017% | 3.843% | 1.483% | 0% | 0% | 100%
| 2023 |  | 62.5 |  | 86.66% | 8.017% | 3.843% | 1.483% | 0% | 0% | 100%
| 2024 |  | 62.5 |  | 86.66% | 8.017% | 3.843% | 1.483% | 0% | 0% | 100%
| 2025 |  | 62.5 |  | 86.66% | 8.017% | 3.843% | 1.483% | 0% | 0% | 100%
| 2026 |  | 62.5 |  | 86.66% | 8.017% | 3.843% | 1.483% | 0% | 0% | 100%
yr10 | 2027 |  | 62.5 |  | 86.66% | 8.017% | 3.843% | 1.483% | 0% | 0% | 100%
CAGR |  |  | 15.19% | % | 75% | 10% | 5% | 5% | 0% | 5% | 100%
|  |  |  | CF: | 0.145 | 0.18 | 0.25 | 0.6 | 0.8 | 0.6 | 19.92% | composite CF

## NM
|  |  | 20% | high growth trend |  | for reference, LRTP projects |  | >20%
|  |  | 10% | low growth trend
|  | pre2017 | post2017 |  | total
|  |  | high growth | low growth | high growth | low growth | REC value
2016
| 2017 | 176856.9615 | 34295.4 | 34295.4 | 211152.3615 | 211152.3615 | 60
yr1 | 2018 | 176856.9615 | 41154.48 | 37724.94 | 218011.4415 | 214581.9015 | 61.14
| 2019 | 176856.9615 | 49385.376 | 41497.434 | 226242.3375 | 218354.3955 | 62.3017
| 2020 | 176856.9615 | 59262.4512 | 45647.1774 | 236119.4127 | 222504.1389 | 63.4854
| 2021 | 176856.9615 | 71114.9414 | 50211.8951 | 247971.9029 | 227068.8566 | 64.6916
| 2022 | 176856.9615 | 85337.9297 | 55233.0847 | 262194.8912 | 232090.0462 | 65.9208
| 2023 | 176856.9615 | 102405.5157 | 60756.3931 | 279262.4772 | 237613.3546 | 67.1732
| 2024 | 176834.9942 | 122886.6188 | 66832.0324 | 299743.5803 | 243688.9939 | 68.4495
| 2025 | 176786.8764 | 147463.9426 | 73515.2357 | 324320.9041 | 250372.1972 | 69.7501
| 2026 | 176726.7791 | 176956.7311 | 80866.7592 | 353813.6926 | 257723.7207 | 71.0753
yr10 | 2027 | 176699.8057 | 212348.0773 | 88953.4352 | 389205.0388 | 265810.3967 | 72.4258
| CAGR | -0.00889% | 20% | 10% | 6.306% | 2.329% | 1.9%
| MW/yr |  | 17.3147 | 7.2532

## obl
| T1% | T2% | T3% | T1&2%
2016 | 0% | 0% | 0%
2017 | 54% | 1% | 2% | 55%
2018 | 53.4% | 1.6% | 2.667% | 55%
2019 | 52.8% | 2.2% | 3.333% | 55%
2020 | 56.2% | 2.8% | 4% | 59%
2021 | 55.6% | 3.4% | 4.667% | 59%
2022 | 55% | 4% | 5.333% | 59%
2023 | 58.4% | 4.6% | 6% | 63%
2024 | 57.8% | 5.2% | 6.667% | 63%
2025 | 57.2% | 5.8% | 7.333% | 63%
2026 | 60.6% | 6.4% | 8% | 67%
2027 | 60% | 7% | 8.667% | 67%
2028 | 59.4% | 7.6% | 9.333% | 67%
2029 | 62.8% | 8.2% | 10% | 71%
2030 | 62.2% | 8.8% | 10.67% | 71%
2031 | 61.6% | 9.4% | 11.33% | 71%
2032 | 65% | 10% | 12% | 75%
make index-able

## ACP
| Tier 1 | Tier 2 | Tier 3
2017 | 10 | 60 | 60
2018 | 10.19 | 61.14 | 61.14
2019 | 10.3836 | 62.3017 | 62.3017
2020 | 10.5809 | 63.4854 | 63.4854
2021 | 10.7819 | 64.6916 | 64.6916
2022 | 10.9868 | 65.9208 | 65.9208
2023 | 11.1955 | 67.1732 | 67.1732
2024 | 11.4083 | 68.4495 | 68.4495
2025 | 11.625 | 69.7501 | 69.7501
2026 | 11.8459 | 71.0753 | 71.0753
2027 | 12.071 | 72.4258 | 72.4258

## AEO
Energy Prices by Sector and Source
https://www.eia.gov/outlooks/aeo/data/browser/#/?id=3-AEO2017&region=1-1&cases=ref2017&start=2015&end=2050&f=A&linechart=ref2017-d120816a.3-3-AEO2017.1-1&map=ref2017-d120816a.4-3-AEO2017.1-1&sourcekey=0
Tue Dec 05 2017 13:26:36 GMT-0500 (Eastern Standard Time)
Source: U.S. Energy Information Administration | [7 empty] | yr1 | yr2 | yr3 | yr4 | yr5 | yr6 | yr7 | yr8 | yr9 | yr10
| full name | api key | units |  | 2015 | 2016 | 2017 | 2018 | 2019 | 2020 | 2021 | 2022 | 2023 | 2024 | 2025 | 2026 | 2027 | 2028 | 2029 | 2030 | 2031 | 2032 | 2033 | 2034 | 2035 | 2036 | 2037 | 2038 | 2039 | 2040 | 2041 | 2042 | 2043 | 2044 | 2045 | 2046 | 2047 | 2048 | 2049 | 2050 | Growth (2016-2050)
Residential |  | 3-AEO2017.2.
Propane | Energy Prices: Residential: Propane: Reference case | 3-AEO2017.3.ref2017-d120816a | 2016 $/MMBtu |  | 20.0592 | 18.9867 | 19.1595 | 20.3908 | 20.4283 | 20.3668 | 20.382 | 20.8182 | 21.0997 | 21.1934 | 21.1497 | 21.1884 | 21.3884 | 21.4469 | 21.4706 | 21.6371 | 22.0676 | 22.3906 | 22.4529 | 22.6917 | 22.8007 | 23.1402 | 23.2962 | 23.6067 | 24.0463 | 24.2102 | 24.4749 | 24.6142 | 24.8144 | 24.9867 | 25.0683 | 25.2566 | 25.457 | 25.692 | 25.8129 | 26.0399 | 0.9%
Distillate Fuel Oil | Energy Prices: Residential: Distillate Fuel Oil: Reference case | 3-AEO2017.4.ref2017-d120816a | 2016 $/MMBtu |  | 19.6349 | 15.3916 | 18.481 | 20.352 | 21.4322 | 21.9135 | 22.2922 | 22.562 | 22.8956 | 23.2179 | 23.6957 | 24.0665 | 24.264 | 24.3053 | 24.5244 | 24.9846 | 25.3944 | 25.8893 | 25.8067 | 26.116 | 26.3321 | 26.8617 | 26.9369 | 27.1032 | 27.4752 | 27.6736 | 27.7171 | 27.7695 | 27.8308 | 27.9288 | 28.0206 | 28.192 | 28.5373 | 28.5555 | 28.7432 | 29.02 | 1.9%
Natural Gas | Energy Prices: Residential: Natural Gas: Reference case | 3-AEO2017.5.ref2017-d120816a | 2016 $/MMBtu |  | 12.9999 | 12.4999 | 12.5596 | 12.7304 | 12.8634 | 13.0384 | 13.2488 | 13.447 | 13.5984 | 13.7192 | 13.8101 | 13.8687 | 13.9974 | 14.1862 | 14.3881 | 14.5243 | 14.5846 | 14.6831 | 14.7512 | 14.9363 | 15.1816 | 15.332 | 15.496 | 15.6184 | 15.741 | 15.7906 | 15.9165 | 16.0472 | 16.2096 | 16.403 | 16.6019 | 16.7865 | 16.9324 | 17.0942 | 17.2328 | 17.2077 | 0.9%
Electricity | Energy Prices: Residential: Electricity: Reference case | 3-AEO2017.6.ref2017-d120816a | 2016 $/MMBtu |  | 57.9134 | 52.9628 | 53.7597 | 46.2434 | 47.102 | 45.6195 | 45.4959 | 47.3766 | 49.1743 | 50.3491 | 51.7659 | 52.8061 | 53.3996 | 53.8229 | 54.8173 | 55.6492 | 55.8514 | 55.9494 | 56.2383 | 56.5946 | 57.8866 | 58.2836 | 58.5765 | 58.816 | 57.8377 | 59.1089 | 59.4528 | 59.9817 | 60.7506 | 61.423 | 61.8209 | 62.281 | 63.0315 | 63.2917 | 63.5883 | 65.0333 | 0.6%
Commercial |  | 3-AEO2017.8.
Propane | Energy Prices: Commercial: Propane: Reference case | 3-AEO2017.9.ref2017-d120816a | 2016 $/MMBtu |  | 15.6783 | 14.8787 | 14.9735 | 15.8781 | 15.9067 | 15.8617 | 15.8741 | 16.2051 | 16.421 | 16.4969 | 16.4701 | 16.5049 | 16.6598 | 16.7089 | 16.7319 | 16.8613 | 17.1882 | 17.4344 | 17.4855 | 17.6687 | 17.7547 | 18.0138 | 18.1352 | 18.373 | 18.7071 | 18.8354 | 19.0395 | 19.1494 | 19.3054 | 19.4409 | 19.5082 | 19.6561 | 19.8131 | 19.9962 | 20.0938 | 20.2711 | 0.9%
Distillate Fuel Oil | Energy Prices: Commercial: Distillate Fuel Oil: Reference case | 3-AEO2017.10.ref2017-d120816a | 2016 $/MMBtu |  | 17.9599 | 14.0888 | 16.8991 | 18.6945 | 19.7611 | 20.2623 | 20.6122 | 21.0099 | 21.345 | 21.6464 | 22.2053 | 22.5645 | 22.8087 | 22.8758 | 23.1468 | 23.6149 | 24.008 | 24.4689 | 24.453 | 24.7592 | 24.9453 | 25.4538 | 25.5058 | 25.6184 | 25.959 | 26.1067 | 26.1576 | 26.136 | 26.1513 | 26.2025 | 26.3111 | 26.4902 | 26.8237 | 26.8431 | 27.0401 | 27.3068 | 2%
Residual Fuel Oil | Energy Prices: Commercial: Residual Fuel: Reference case | 3-AEO2017.11.ref2017-d120816a | 2016 $/MMBtu |  | 7.5748 | 5.602 | 7.277 | 8.9689 | 9.9964 | 10.6705 | 11.1747 | 11.5658 | 11.9344 | 12.2155 | 12.6157 | 12.9435 | 13.0714 | 13.1297 | 13.3781 | 13.7062 | 14.0342 | 14.4042 | 14.3902 | 14.6539 | 14.7882 | 15.2106 | 15.2927 | 15.3923 | 15.5968 | 15.7678 | 15.9444 | 15.8977 | 15.9397 | 16.0182 | 16.1104 | 16.257 | 16.4685 | 16.5024 | 16.6587 | 16.8705 | 3.3%
Natural Gas | Energy Prices: Commercial: Natural Gas: Reference case | 3-AEO2017.12.ref2017-d120816a | 2016 $/MMBtu |  | 10.1831 | 8.4425 | 8.844 | 9.3077 | 9.9025 | 10.5416 | 10.7424 | 10.886 | 10.9854 | 11.0541 | 11.0877 | 11.0797 | 11.1375 | 11.2511 | 11.375 | 11.4317 | 11.4121 | 11.4287 | 11.4145 | 11.5126 | 11.6669 | 11.7267 | 11.7986 | 11.8355 | 11.8763 | 11.8452 | 11.8881 | 11.9367 | 12.0161 | 12.1258 | 12.2425 | 12.3462 | 12.4122 | 12.4922 | 12.5526 | 12.4711 | 1.2%
Electricity | Energy Prices: Commercial: Electricity: Reference case | 3-AEO2017.13.ref2017-d120816a | 2016 $/MMBtu |  | 46.1675 | 43.3123 | 44.6616 | 42.2373 | 43.2759 | 41.0322 | 40.8705 | 42.2237 | 43.4147 | 44.2097 | 45.1465 | 45.7707 | 46.1003 | 46.2575 | 46.9675 | 47.6117 | 47.5488 | 47.211 | 47.2161 | 47.2725 | 48.232 | 48.2459 | 48.1407 | 47.9802 | 46.6947 | 47.5543 | 47.3688 | 47.325 | 47.4948 | 47.5375 | 47.303 | 47.0957 | 47.1349 | 46.6334 | 46.2169 | 46.7881 | 0.2%
Industrial |  | 3-AEO2017.15.
Propane | Energy Prices: Industrial: Propane: Reference case | 3-AEO2017.16.ref2017-d120816a | 2016 $/MMBtu |  | 12.4326 | 11.4863 | 11.6239 | 12.6939 | 12.7317 | 12.6831 | 12.7022 | 13.0927 | 13.3474 | 13.4368 | 13.405 | 13.4458 | 13.6285 | 13.6862 | 13.7131 | 13.8657 | 14.2512 | 14.5419 | 14.6021 | 14.8183 | 14.9196 | 15.2254 | 15.3687 | 15.6489 | 16.0438 | 16.1951 | 16.4359 | 16.5655 | 16.7495 | 16.9091 | 16.9891 | 17.1635 | 17.349 | 17.5652 | 17.6804 | 17.8898 | 1.3%
Distillate Fuel Oil | Energy Prices: Industrial: Distillate Fuel Oil: Reference case | 3-AEO2017.17.ref2017-d120816a | 2016 $/MMBtu |  | 17.1596 | 13.456 | 16.136 | 17.9354 | 19.0161 | 19.5369 | 19.8985 | 20.3333 | 20.6686 | 20.9667 | 21.5387 | 21.896 | 22.1479 | 22.2192 | 22.4987 | 22.9681 | 23.3584 | 23.8138 | 23.8087 | 24.1145 | 24.2956 | 24.8008 | 24.849 | 24.9528 | 25.2882 | 25.4277 | 25.4798 | 25.4462 | 25.4539 | 25.4975 | 25.6088 | 25.7892 | 26.1208 | 26.1403 | 26.3389 | 26.6039 | 2%
Residual Fuel Oil | Energy Prices: Industrial: Residual Fuel Oil: Reference case | 3-AEO2017.18.ref2017-d120816a | 2016 $/MMBtu |  | 7.2398 | 5.3601 | 6.9606 | 8.7158 | 9.8066 | 10.5439 | 11.1114 | 11.5658 | 11.9344 | 12.2155 | 12.6157 | 12.9435 | 13.0714 | 13.1297 | 13.3781 | 13.7062 | 14.0342 | 14.4042 | 14.3902 | 14.6539 | 14.7882 | 15.2106 | 15.2927 | 15.3923 | 15.5968 | 15.7678 | 15.9444 | 15.8977 | 15.9397 | 16.0182 | 16.1104 | 16.257 | 16.4685 | 16.5024 | 16.6587 | 16.8705 | 3.4%
Natural Gas | Energy Prices: Industrial: Natural Gas: Reference case | 3-AEO2017.19.ref2017-d120816a | 2016 $/MMBtu |  | 5.939 | 5.1997 | 5.5279 | 5.7737 | 6.1704 | 6.6098 | 6.7562 | 6.8756 | 6.9471 | 6.9925 | 6.9963 | 6.9566 | 6.9906 | 7.0735 | 7.1673 | 7.2045 | 7.169 | 7.1673 | 7.1385 | 7.2156 | 7.3513 | 7.3953 | 7.4508 | 7.4784 | 7.5028 | 7.4614 | 7.4865 | 7.5222 | 7.5846 | 7.6785 | 7.7763 | 7.8616 | 7.9101 | 7.9664 | 8.0051 | 7.9551 | 1.3%
Metallurgical Coal | Energy Prices: Industrial: Metallurgical Coal: Reference case | 3-AEO2017.20.ref2017-d120816a | 2016 $/MMBtu | [37 empty] | - -
Other Industrial Coal | Energy Prices: Industrial: Other Industrial Coal: Reference case | 3-AEO2017.21.ref2017-d120816a | 2016 $/MMBtu |  | 4.7627 | 4.6707 | 4.7297 | 4.8251 | 4.9029 | 5.0064 | 5.0934 | 5.1821 | 5.2306 | 5.2272 | 5.2211 | 5.2147 | 5.2042 | 5.2334 | 5.252 | 5.2738 | 5.2815 | 5.2836 | 5.275 | 5.2856 | 5.2735 | 5.2713 | 5.2598 | 5.2442 | 5.2478 | 5.2679 | 5.2786 | 5.3044 | 5.334 | 5.3742 | 5.4144 | 5.4592 | 5.5101 | 5.5594 | 5.6137 | 5.6746 | 0.6%
Coal to Liquids | Energy Prices: Industrial: Coal to Liquids: Reference case | 3-AEO2017.22.ref2017-d120816a | 2016 $/MMBtu | [37 empty] | - -
Electricity | Energy Prices: Industrial: Electricity: Reference case | 3-AEO2017.23.ref2017-d120816a | 2016 $/MMBtu |  | 37.063 | 49.5924 | 49.9584 | 45.3015 | 45.642 | 43.9681 | 43.0248 | 43.6497 | 44.1227 | 44.643 | 45.4256 | 46.0353 | 46.4559 | 46.8555 | 47.8157 | 48.3645 | 48.3821 | 48.3381 | 48.277 | 48.3678 | 49.1481 | 49.3496 | 49.4587 | 49.4146 | 48.9167 | 49.2945 | 49.296 | 49.386 | 49.6132 | 49.7495 | 49.744 | 49.7267 | 49.9841 | 49.7804 | 49.4996 | 50.1897 | 0%
Transportation |  | 3-AEO2017.25.
Propane | Energy Prices: Transportation: Propane: Reference case | 3-AEO2017.26.ref2017-d120816a | 2016 $/MMBtu |  | 17.7967 | 16.9009 | 17.0301 | 18.049 | 18.0804 | 18.0344 | 18.0532 | 18.4246 | 18.6673 | 18.7528 | 18.7233 | 18.7627 | 18.9369 | 18.9919 | 19.0179 | 19.1629 | 19.5291 | 19.8055 | 19.8629 | 20.0684 | 20.165 | 20.4558 | 20.5923 | 20.8588 | 21.2343 | 21.3785 | 21.6078 | 21.7317 | 21.9073 | 22.0595 | 22.1361 | 22.3025 | 22.4793 | 22.6856 | 22.7958 | 22.9954 | 0.9%
E85 | Energy Prices: Transportation: E85: Reference case | 3-AEO2017.27.ref2017-d120816a | 2016 $/MMBtu |  | 30.4295 | 27.4331 | 29.6292 | 32.754 | 30.5261 | 31.1135 | 31.6647 | 32.1121 | 32.6914 | 33.0211 | 28.9954 | 29.5704 | 29.8546 | 27.7751 | 28.2397 | 27.4649 | 27.0967 | 27.0297 | 26.6932 | 27.0051 | 26.8863 | 27.6653 | 27.9332 | 28.5327 | 29.1207 | 29.9356 | 30.7807 | 31.7187 | 32.9488 | 34.6365 | 34.9395 | 33.8639 | 33.2583 | 33.3163 | 32.9113 | 32.5234 | 0.5%
Motor Gasoline | Energy Prices: Transportation: Motor Gasoline: Reference case | 3-AEO2017.28.ref2017-d120816a | 2016 $/MMBtu |  | 21.8683 | 18.9649 | 19.7652 | 19.525 | 21.4383 | 22.5537 | 23.6321 | 24.6616 | 24.9393 | 25.1803 | 25.5845 | 25.8923 | 25.9429 | 25.8695 | 26.09 | 26.4406 | 26.7801 | 27.1433 | 27.1023 | 27.3685 | 27.522 | 28.0376 | 28.0916 | 28.1993 | 28.5546 | 28.7612 | 28.9039 | 28.9539 | 29.0356 | 29.1403 | 29.252 | 29.3897 | 29.5726 | 29.4728 | 29.5809 | 29.897 | 1.3%
Jet Fuel | Energy Prices: Transportation: Jet Fuel: Reference case | 3-AEO2017.29.ref2017-d120816a | 2016 $/MMBtu |  | 12.451 | 9.9384 | 12.0415 | 14.1873 | 15.414 | 16.0832 | 16.6585 | 17.1436 | 17.4905 | 17.8155 | 18.2826 | 18.6648 | 18.9898 | 19.0336 | 19.3214 | 19.791 | 20.2293 | 20.7236 | 20.7174 | 21.0628 | 21.2354 | 21.7658 | 21.8608 | 22.0754 | 22.4444 | 22.6696 | 22.7517 | 22.8494 | 22.9861 | 23.101 | 23.2608 | 23.4569 | 23.8379 | 23.9341 | 24.1543 | 24.4425 | 2.7%
Diesel Fuel (distillate fuel oil) | Energy Prices: Transportation: Diesel Fuel: Reference case | 3-AEO2017.30.ref2017-d120816a | 2016 $/MMBtu |  | 20.6213 | 17.2713 | 19.6535 | 21.3343 | 22.3163 | 22.7497 | 23.0084 | 23.3895 | 23.725 | 24.0182 | 24.6155 | 24.9684 | 25.2389 | 25.3165 | 25.6125 | 26.0841 | 26.4695 | 26.9136 | 26.9302 | 27.2352 | 27.4065 | 27.9047 | 27.9448 | 28.0234 | 28.3552 | 28.491 | 28.5548 | 28.4783 | 28.4638 | 28.4924 | 28.6164 | 28.7713 | 29.1408 | 29.1249 | 29.344 | 29.6117 | 1.6%
Residual Fuel Oil | Energy Prices: Transportation: Residual Fuel Oil: Reference case | 3-AEO2017.31.ref2017-d120816a | 2016 $/MMBtu |  | 4.6342 | 3.4245 | 4.4481 | 8.471 | 9.4085 | 9.998 | 10.4543 | 10.8187 | 11.1095 | 11.3524 | 11.7092 | 12.0072 | 12.1623 | 12.2128 | 12.4136 | 12.7454 | 13.0482 | 13.3899 | 13.3777 | 13.6205 | 13.7438 | 14.1301 | 14.2029 | 14.3181 | 14.5499 | 14.7121 | 14.8009 | 14.8152 | 14.8769 | 14.9517 | 15.0451 | 15.181 | 15.4086 | 15.4566 | 15.596 | 15.7989 | 4.6%
Natural Gas | Energy Prices: Transportation: Natural Gas: Reference case | 3-AEO2017.32.ref2017-d120816a | 2016 $/MMBtu |  | 19.3879 | 18.9227 | 18.9788 | 19.0324 | 19.2985 | 19.5602 | 19.6122 | 19.6258 | 19.6164 | 19.5779 | 19.4867 | 19.3354 | 19.2433 | 19.1861 | 19.1468 | 19.0682 | 18.9233 | 18.8163 | 18.6795 | 18.6473 | 18.6914 | 18.6469 | 18.6111 | 18.5443 | 18.4843 | 18.3616 | 18.3105 | 18.2632 | 18.2603 | 18.2767 | 18.3067 | 18.3374 | 18.3385 | 18.3406 | 18.336 | 18.3216 | -0.1%
Electricity | Energy Prices: Transportation: Electricity: Reference case | 3-AEO2017.33.ref2017-d120816a | 2016 $/MMBtu |  | 31.6229 | 40.5866 | 43.1847 | 36.3784 | 39.0439 | 40.5322 | 41.9717 | 44.4476 | 46.675 | 48.2054 | 49.6791 | 50.7796 | 51.2168 | 51.4917 | 52.2903 | 52.4756 | 52.3052 | 52.3895 | 52.1575 | 52.1953 | 52.6222 | 52.7193 | 52.7564 | 52.6629 | 52.6463 | 52.3944 | 52.3507 | 52.3418 | 52.492 | 52.5501 | 52.4752 | 52.2883 | 52.3668 | 52.1517 | 51.9486 | 52.5388 | 0.8%
Electric Power |  | 3-AEO2017.35.
Distillate Fuel Oil | Energy Prices: Electric Power: Distillate Fuel Oil: Reference case | 3-AEO2017.36.ref2017-d120816a | 2016 $/MMBtu |  | 15.0938 | 11.8368 | 14.2004 | 15.8183 | 16.6453 | 16.8736 | 16.9991 | 17.0159 | 17.3495 | 17.6718 | 18.1496 | 18.5204 | 18.7178 | 18.7591 | 18.9783 | 19.4384 | 19.8482 | 20.3431 | 20.2606 | 20.5698 | 20.7859 | 21.3155 | 21.3907 | 21.5571 | 21.9291 | 22.1274 | 22.171 | 22.2234 | 22.2846 | 22.3826 | 22.4744 | 22.6458 | 22.9911 | 23.0093 | 23.197 | 23.4738 | 2%
Residual Fuel Oil | Energy Prices: Electric Power: Residual Fuel Oil: Reference case | 3-AEO2017.37.ref2017-d120816a | 2016 $/MMBtu |  | 11.5576 | 8.9148 | 10.1804 | 11.2916 | 11.7384 | 11.8318 | 11.7553 | 11.5658 | 11.9344 | 12.2155 | 12.6157 | 12.9435 | 13.0714 | 13.1297 | 13.3781 | 13.7062 | 14.0342 | 14.4042 | 14.3902 | 14.6539 | 14.7882 | 15.2106 | 15.2927 | 15.3923 | 15.5968 | 15.7678 | 15.9444 | 15.8977 | 15.9397 | 16.0182 | 16.1104 | 16.257 | 16.4685 | 16.5024 | 16.6587 | 16.8705 | 1.9%
Natural Gas | Energy Prices: Electric Power: Natural Gas: Reference case | 3-AEO2017.38.ref2017-d120816a | 2016 $/MMBtu |  | 4.3415 | 3.4619 | 3.7554 | 3.8587 | 4.1877 | 4.6096 | 4.7121 | 4.7625 | 4.8223 | 4.9035 | 4.9624 | 4.9576 | 5.0374 | 5.1403 | 5.2349 | 5.2777 | 5.2369 | 5.2512 | 5.2282 | 5.3023 | 5.4592 | 5.5217 | 5.5936 | 5.6205 | 5.6397 | 5.5852 | 5.6165 | 5.6334 | 5.7249 | 5.7961 | 5.8931 | 6.0013 | 6.0681 | 6.1214 | 6.1807 | 6.2881 | 1.8%
Steam Coal | Energy Prices: Electric Power: Steam Coal: Reference case | 3-AEO2017.39.ref2017-d120816a | 2016 $/MMBtu |  | 2.8447 | 2.8102 | 2.7885 | 2.7591 | 2.7311 | 2.7347 | 2.757 | 2.7647 | 2.7877 | 2.8066 | 2.8167 | 2.8444 | 2.8463 | 2.854 | 2.8624 | 2.8806 | 2.8959 | 2.9067 | 2.9104 | 2.9245 | 2.9362 | 2.9599 | 2.9677 | 2.9812 | 2.9943 | 3.0116 | 3.0145 | 3.0206 | 3.0279 | 3.032 | 3.0381 | 3.0448 | 3.0575 | 3.0578 | 3.0602 | 3.0706 | 0.3%
Uranium | Energy Prices: Electric Power: Uranium: Reference case | 3-AEO2017.40.ref2017-d120816a | 2016 $/MMBtu |  | 0.54072 | 0.5598 | 0.59691 | 0.61706 | 0.61918 | 0.61706 | 0.63614 | 0.66053 | 0.68703 | 0.70188 | 0.73686 | 0.75701 | 0.77609 | 0.7973 | 0.80684 | 0.81638 | 0.83865 | 0.86303 | 0.88742 | 0.9118 | 0.93725 | 0.96376 | 0.99132 | 1.0199 | 1.0496 | 1.0783 | 1.1101 | 1.1419 | 1.1737 | 1.2076 | 1.2426 | 1.2786 | 1.3147 | 1.3529 | 1.3921 | 1.4324 | 2.8%
Average Price to All Users |  | 3-AEO2017.44.
Propane | Energy Prices: Average Price to All Users: Propane: Reference case | 3-AEO2017.45.ref2017-d120816a | 2016 $/MMBtu |  | 18.4834 | 16.6575 | 17.5112 | 18.3898 | 18.4234 | 18.3704 | 18.388 | 18.78 | 19.0318 | 19.1156 | 19.0775 | 19.115 | 19.2982 | 19.352 | 19.374 | 19.525 | 19.9145 | 20.2056 | 20.2595 | 20.4723 | 20.5675 | 20.8721 | 21.0103 | 21.2882 | 21.6822 | 21.8273 | 22.0641 | 22.1876 | 22.3658 | 22.519 | 22.5907 | 22.7592 | 22.9391 | 23.1502 | 23.2581 | 23.4613 | 1%
E85 | Energy Prices: Average Price to All Users: E85: Reference case | 3-AEO2017.46.ref2017-d120816a | 2016 $/MMBtu |  | 30.4295 | 27.4331 | 29.6292 | 32.754 | 30.5261 | 31.1135 | 31.6647 | 32.1121 | 32.6914 | 33.0211 | 28.9954 | 29.5704 | 29.8546 | 27.7751 | 28.2397 | 27.4649 | 27.0967 | 27.0297 | 26.6932 | 27.0051 | 26.8863 | 27.6653 | 27.9332 | 28.5327 | 29.1207 | 29.9356 | 30.7807 | 31.7187 | 32.9488 | 34.6365 | 34.9395 | 33.8639 | 33.2583 | 33.3163 | 32.9113 | 32.5234 | 0.5%
Motor Gasoline | Energy Prices: Average Price to All Users: Motor Gasoline: Reference case | 3-AEO2017.47.ref2017-d120816a | 2016 $/MMBtu |  | 21.8623 | 18.9651 | 19.7654 | 19.5251 | 21.4384 | 22.5538 | 23.6321 | 24.6616 | 24.9393 | 25.1803 | 25.5845 | 25.8923 | 25.9429 | 25.8695 | 26.09 | 26.4406 | 26.7801 | 27.1433 | 27.1023 | 27.3685 | 27.522 | 28.0376 | 28.0916 | 28.1993 | 28.5546 | 28.7612 | 28.9039 | 28.9539 | 29.0356 | 29.1403 | 29.252 | 29.3897 | 29.5726 | 29.4728 | 29.5809 | 29.897 | 1.3%
Jet Fuel | Energy Prices: Average Price to All Users: Jet Fuel: Reference case | 3-AEO2017.48.ref2017-d120816a | 2016 $/MMBtu |  | 12.451 | 9.9384 | 12.0415 | 14.1873 | 15.414 | 16.0832 | 16.6585 | 17.1436 | 17.4905 | 17.8155 | 18.2826 | 18.6648 | 18.9898 | 19.0336 | 19.3214 | 19.791 | 20.2293 | 20.7236 | 20.7174 | 21.0628 | 21.2354 | 21.7658 | 21.8608 | 22.0754 | 22.4444 | 22.6696 | 22.7517 | 22.8494 | 22.9861 | 23.101 | 23.2608 | 23.4569 | 23.8379 | 23.9341 | 24.1543 | 24.4425 | 2.7%
Distillate Fuel Oil | Energy Prices: Average Price to All Users: Distillate Fuel Oil: Reference case | 3-AEO2017.49.ref2017-d120816a | 2016 $/MMBtu |  | 19.6483 | 15.8398 | 18.5798 | 20.3841 | 21.4241 | 21.8921 | 22.2209 | 22.5676 | 22.9067 | 23.2191 | 23.769 | 24.1316 | 24.3731 | 24.443 | 24.7121 | 25.184 | 25.5846 | 26.0558 | 26.0411 | 26.3577 | 26.5551 | 27.0741 | 27.1373 | 27.2637 | 27.6132 | 27.7689 | 27.8274 | 27.8165 | 27.84 | 27.898 | 28.0131 | 28.199 | 28.5384 | 28.5634 | 28.7674 | 29.0401 | 1.8%
Residual Fuel Oil | Energy Prices: Average Price to All Users: Residual Fuel Oil: Reference case | 3-AEO2017.50.ref2017-d120816a | 2016 $/MMBtu |  | 9.8488 | 6.0145 | 7.0624 | 9.1191 | 9.8994 | 10.5073 | 11.0162 | 11.3917 | 11.7372 | 12.004 | 12.3865 | 12.7014 | 12.8352 | 12.8914 | 13.1234 | 13.4465 | 13.7619 | 14.1171 | 14.1045 | 14.3577 | 14.4874 | 14.8927 | 14.9722 | 15.077 | 15.2871 | 15.4536 | 15.6024 | 15.5766 | 15.6258 | 15.7033 | 15.7957 | 15.9379 | 16.1519 | 16.1906 | 16.3407 | 16.5475 | 3%
Natural Gas | Energy Prices: Average Price to All Users: Natural Gas: Reference case | 3-AEO2017.51.ref2017-d120816a | 2016 $/MMBtu |  | 7.8427 | 6.6285 | 6.8958 | 7.3464 | 7.7568 | 8.1631 | 8.4983 | 8.8388 | 9.0019 | 9.0319 | 8.9757 | 8.9283 | 8.905 | 8.9996 | 9.1485 | 9.2477 | 9.3038 | 9.3162 | 9.328 | 9.4547 | 9.5957 | 9.651 | 9.7175 | 9.8051 | 9.8923 | 9.9204 | 9.9747 | 10.0872 | 10.1191 | 10.2962 | 10.4321 | 10.5049 | 10.5529 | 10.645 | 10.6759 | 10.6216 | 1.4%
Metallurgical Coal | Energy Prices: Average Price to All Users: Metallurgical Coal: Reference case | 3-AEO2017.52.ref2017-d120816a | 2016 $/MMBtu | [37 empty] | - -
Other Coal | Energy Prices: Average Price to All Users: Other Coal: Reference case | 3-AEO2017.53.ref2017-d120816a | 2016 $/MMBtu |  | 2.9325 | 2.905 | 2.8842 | 3.0841 | 3.0644 | 3.1511 | 3.2631 | 3.2911 | 3.3207 | 3.3305 | 3.3325 | 3.354 | 3.3524 | 3.2558 | 3.1492 | 3.1647 | 3.3257 | 3.3587 | 3.3512 | 3.353 | 3.2185 | 3.2106 | 3.2138 | 3.2222 | 3.2317 | 3.2561 | 3.2723 | 3.266 | 3.2616 | 3.2675 | 3.275 | 3.2831 | 3.2952 | 3.2968 | 3.3039 | 3.3144 | 0.4%
Coal to Liquids | Energy Prices: Average Price to All Users: Coal to Liquids: Reference case | 3-AEO2017.54.ref2017-d120816a | 2016 $/MMBtu | [37 empty] | - -
Electricity | Energy Prices: Average Price to All Users: Electricity: Reference case | 3-AEO2017.55.ref2017-d120816a | 2016 $/MMBtu |  | 49.4302 | 48.0864 | 49.1164 | 44.3054 | 45.1879 | 43.3804 | 43.1289 | 44.5756 | 45.8844 | 46.7783 | 47.8767 | 48.6645 | 49.1072 | 49.4056 | 50.2618 | 50.9395 | 50.9771 | 50.8554 | 50.9328 | 51.0894 | 52.1021 | 52.2709 | 52.33 | 52.3118 | 51.3033 | 52.1527 | 52.1575 | 52.3002 | 52.6421 | 52.8703 | 52.8476 | 52.8435 | 53.0994 | 52.848 | 52.6246 | 53.415 | 0.3%
Non-Renewable Energy Expenditures by Sector |  | 3-AEO2017.57.
(billion 2016 dollars) |  | 3-AEO2017.58.
Residential | Energy Expenditures: Non-Renewable Residential: Reference case | 3-AEO2017.59.ref2017-d120816a | billion 2016 $ |  | 17.3614 | 13.8518 | 15.827 | 14.8639 | 15.1038 | 14.789 | 14.7043 | 14.919 | 15.1048 | 15.1913 | 15.3323 | 15.3991 | 15.4068 | 15.3849 | 15.4667 | 15.5236 | 15.4879 | 15.4654 | 15.3879 | 15.4119 | 15.5439 | 15.581 | 15.5527 | 15.54 | 15.4181 | 15.5206 | 15.4841 | 15.4641 | 15.4801 | 15.4921 | 15.4701 | 15.4655 | 15.4989 | 15.4388 | 15.3936 | 15.4465 | 0.3%
Commercial | Energy Expenditures: Non-Renewable Commercial: Reference case | 3-AEO2017.60.ref2017-d120816a | billion 2016 $ |  | 11.6085 | 10.5714 | 10.8959 | 10.5134 | 10.6919 | 10.3235 | 10.2359 | 10.4566 | 10.6467 | 10.7752 | 10.9284 | 11.0192 | 11.0865 | 11.1364 | 11.2864 | 11.3979 | 11.4008 | 11.3873 | 11.4061 | 11.4754 | 11.6844 | 11.7505 | 11.7901 | 11.83 | 11.7196 | 11.9067 | 11.9405 | 11.9983 | 12.1049 | 12.2019 | 12.2606 | 12.3318 | 12.443 | 12.4614 | 12.5013 | 12.6827 | 0.5%
Industrial | Energy Expenditures: Non-Renewable Industrial: Reference case | 3-AEO2017.61.ref2017-d120816a | billion 2016 $ |  | 3.8141 | 4.2491 | 4.4059 | 4.4403 | 4.599 | 4.6513 | 4.7513 | 4.9398 | 5.0787 | 5.1863 | 5.2832 | 5.3175 | 5.3421 | 5.3684 | 5.4504 | 5.5115 | 5.5364 | 5.5669 | 5.5868 | 5.6663 | 5.7768 | 5.8579 | 5.9149 | 5.9791 | 6.0145 | 6.0866 | 6.1396 | 6.1898 | 6.2636 | 6.3359 | 6.4002 | 6.4678 | 6.5515 | 6.5898 | 6.645 | 6.768 | 1.4%
Transportation | Energy Expenditures: Non-Renewable Transportation: Reference case | 3-AEO2017.62.ref2017-d120816a | billion 2016 $ |  | 21.0456 | 18.3428 | 19.6567 | 19.9692 | 21.6406 | 22.5132 | 23.2446 | 23.897 | 23.9073 | 23.8683 | 23.9017 | 23.8039 | 23.5868 | 23.2949 | 23.297 | 23.3819 | 23.4617 | 23.6032 | 23.4751 | 23.6752 | 23.768 | 24.1581 | 24.2038 | 24.3546 | 24.6526 | 24.8064 | 25.0588 | 25.2714 | 25.5489 | 25.8574 | 26.18 | 26.5258 | 26.9401 | 27.1286 | 27.5245 | 28.0694 | 1.3%
Total Non-Renewable Expenditures | Energy Expenditures: Total Non-Renewable: Reference case | 3-AEO2017.63.ref2017-d120816a | billion 2016 $ |  | 53.8296 | 47.0152 | 50.7855 | 49.7868 | 52.0353 | 52.277 | 52.9362 | 54.2125 | 54.7375 | 55.0212 | 55.4455 | 55.5396 | 55.4222 | 55.1846 | 55.5005 | 55.8148 | 55.8868 | 56.0228 | 55.8558 | 56.2289 | 56.7732 | 57.3475 | 57.4615 | 57.7036 | 57.8048 | 58.3203 | 58.6229 | 58.9236 | 59.3975 | 59.8872 | 60.311 | 60.7908 | 61.4335 | 61.6185 | 62.0645 | 62.9667 | 0.9%
Transportation Renewable Expenditures | Energy Expenditures: Renewable Transportation: Reference case | 3-AEO2017.64.ref2017-d120816a | billion 2016 $ |  | 0.020467 | 0.019219 | 0.021548 | 0.016301 | 0.033735 | 0.038458 | 0.043565 | 0.049055 | 0.04964 | 0.049084 | 0.085634 | 0.086236 | 0.086021 | 0.10928 | 0.10979 | 0.12855 | 0.14352 | 0.15575 | 0.16343 | 0.16643 | 0.17859 | 0.18232 | 0.1827 | 0.1783 | 0.18058 | 0.17445 | 0.16703 | 0.15606 | 0.14164 | 0.12212 | 0.12346 | 0.14682 | 0.16636 | 0.1675 | 0.1835 | 0.20689 | 7.2%
Total Expenditures | Energy Expenditures: Total Non-Renewable with Renewable Transportation: Reference case | 3-AEO2017.65.ref2017-d120816a | billion 2016 $ |  | 53.8501 | 47.0344 | 50.8071 | 49.8031 | 52.069 | 52.3155 | 52.9797 | 54.2616 | 54.7871 | 55.0702 | 55.5312 | 55.6259 | 55.5082 | 55.2938 | 55.6103 | 55.9434 | 56.0304 | 56.1785 | 56.0193 | 56.3953 | 56.9517 | 57.5298 | 57.6442 | 57.8819 | 57.9854 | 58.4947 | 58.7899 | 59.0796 | 59.5391 | 60.0093 | 60.4344 | 60.9377 | 61.5999 | 61.786 | 62.248 | 63.1736 | 0.9%
Prices in Nominal Dollars |  | 3-AEO2017.68.
Residential |  | 3-AEO2017.69. |  | heating share
Propane | Energy Prices: Nominal: Residential: Propane: Reference case | 3-AEO2017.70.ref2017-d120816a | nom $/MMBtu | 25% | 19.7788 | 18.9867 | 19.5729 | 21.2408 | 21.7283 | 22.1445 | 22.643 | 23.6474 | 24.4883 | 25.1036 | 25.5913 | 26.2088 | 27.0634 | 27.7404 | 28.3842 | 29.2316 | 30.4581 | 31.5491 | 32.2734 | 33.2466 | 34.0353 | 35.1911 | 36.0857 | 37.255 | 38.6791 | 39.7035 | 40.9393 | 42.0115 | 43.2404 | 44.4691 | 45.5773 | 46.9206 | 48.3355 | 49.8429 | 51.1592 | 52.7019 | 3%
Distillate Fuel Oil | Energy Prices: Nominal: Residential: Distillate Fuel Oil: Reference case | 3-AEO2017.71.ref2017-d120816a | nom $/MMBtu | 58% | 19.3605 | 15.3916 | 18.8798 | 21.2004 | 22.796 | 23.8261 | 24.7651 | 25.6282 | 26.5727 | 27.5016 | 28.672 | 29.7688 | 30.702 | 31.4376 | 32.4213 | 33.7541 | 35.0497 | 36.4788 | 37.0942 | 38.2638 | 39.3068 | 40.8506 | 41.725 | 42.7732 | 44.1945 | 45.3832 | 46.3625 | 47.3969 | 48.4967 | 49.7051 | 50.9449 | 52.3736 | 54.1841 | 55.3981 | 56.9668 | 58.7334 | 4%
Natural Gas | Energy Prices: Nominal: Residential: Natural Gas: Reference case | 3-AEO2017.72.ref2017-d120816a | nom $/MMBtu | 17% | 12.8181 | 12.4999 | 12.8306 | 13.2611 | 13.682 | 14.1764 | 14.7186 | 15.2745 | 15.7823 | 16.2503 | 16.7104 | 17.1548 | 17.7113 | 18.3491 | 19.0211 | 19.6223 | 20.1299 | 20.6889 | 21.2031 | 21.8839 | 22.6621 | 23.3166 | 24.0032 | 24.6484 | 25.3197 | 25.8957 | 26.6235 | 27.3893 | 28.2462 | 29.1927 | 30.1843 | 31.1852 | 32.1497 | 33.163 | 34.1541 | 34.8266 | 3.1%
Electricity | Energy Prices: Nominal: Residential: Electricity: Reference case | 3-AEO2017.73.ref2017-d120816a | nom $/MMBtu |  | 57.1039 | 52.9628 | 54.9196 | 48.1711 | 50.0993 | 49.6012 | 50.5429 | 53.8151 | 57.0717 | 59.6384 | 62.6372 | 65.318 | 67.5683 | 69.6171 | 72.4685 | 75.1818 | 77.0869 | 78.8344 | 80.8362 | 82.9194 | 86.4094 | 88.6363 | 90.7346 | 92.8209 | 93.0333 | 96.9353 | 99.4468 | 102.3766 | 105.8612 | 109.3152 | 112.398 | 115.7027 | 119.6787 | 122.7869 | 126.027 | 131.6205 | 2.7%
[5 empty] | 18.3529 | 15.7988 | 18.0247 | 19.8608 | 20.9797 | 21.7653 | 22.5267 | 23.3729 | 24.2172 | 24.9894 | 25.8684 | 26.7344 | 27.5839
Commercial |  | 3-AEO2017.75.
Propane | Energy Prices: Nominal: Commercial: Propane: Reference case | 3-AEO2017.76.ref2017-d120816a | nom $/MMBtu |  | 15.4591 | 14.8787 | 15.2966 | 16.54 | 16.919 | 17.2461 | 17.635 | 18.4073 | 19.0582 | 19.5406 | 19.929 | 20.4156 | 21.0802 | 21.6121 | 22.1196 | 22.7795 | 23.7234 | 24.5657 | 25.1334 | 25.8873 | 26.5031 | 27.3949 | 28.0913 | 28.9954 | 30.0908 | 30.8891 | 31.8475 | 32.6841 | 33.6407 | 34.5992 | 35.4683 | 36.5161 | 37.6195 | 38.793 | 39.8243 | 41.0265 | 3%
Distillate Fuel Oil | Energy Prices: Nominal: Commercial: Distillate Fuel Oil: Reference case | 3-AEO2017.77.ref2017-d120816a | nom $/MMBtu |  | 17.7089 | 14.0888 | 17.2637 | 19.4738 | 21.0186 | 22.0308 | 22.8988 | 23.8652 | 24.773 | 25.6402 | 26.8685 | 27.9109 | 28.8606 | 29.5886 | 30.6001 | 31.9036 | 33.1361 | 34.4774 | 35.1483 | 36.2759 | 37.2367 | 38.7096 | 39.5083 | 40.4299 | 41.7556 | 42.8136 | 43.754 | 44.6089 | 45.57 | 46.6329 | 47.8368 | 49.2122 | 50.9306 | 52.076 | 53.5914 | 55.2661 | 4.1%
Residual Fuel Oil | Energy Prices: Nominal: Commercial: Residual Fuel: Reference case | 3-AEO2017.78.ref2017-d120816a | nom $/MMBtu |  | 7.4689 | 5.602 | 7.434 | 9.3428 | 10.6325 | 11.6018 | 12.4143 | 13.1376 | 13.8511 | 14.4692 | 15.2651 | 16.0103 | 16.5397 | 16.9825 | 17.6858 | 18.517 | 19.3703 | 20.2959 | 20.6843 | 21.4701 | 22.0748 | 23.1319 | 23.6882 | 24.2914 | 25.0878 | 25.8583 | 26.6703 | 27.1342 | 27.7759 | 28.5077 | 29.2907 | 30.2015 | 31.2689 | 32.0148 | 33.0163 | 34.1441 | 5.5%
Natural Gas | Energy Prices: Nominal: Commercial: Natural Gas: Reference case | 3-AEO2017.79.ref2017-d120816a | nom $/MMBtu |  | 10.0408 | 8.4425 | 9.0349 | 9.6957 | 10.5326 | 11.4616 | 11.934 | 12.3654 | 12.7497 | 13.0935 | 13.4162 | 13.7049 | 14.0926 | 14.5527 | 15.0378 | 15.4442 | 15.7512 | 16.1034 | 16.4071 | 16.8677 | 17.4156 | 17.8337 | 18.276 | 18.6782 | 19.1034 | 19.4254 | 19.8852 | 20.3735 | 20.9387 | 21.5803 | 22.2583 | 22.9363 | 23.5672 | 24.235 | 24.8783 | 25.2403 | 3.3%
Electricity | Energy Prices: Nominal: Commercial: Electricity: Reference case | 3-AEO2017.80.ref2017-d120816a | nom $/MMBtu |  | 45.5222 | 43.3123 | 45.6253 | 43.9981 | 46.0297 | 44.6135 | 45.4043 | 47.9619 | 50.3871 | 52.3663 | 54.6276 | 56.6156 | 58.3322 | 59.8317 | 62.091 | 64.3232 | 65.6275 | 66.5218 | 67.8678 | 69.2611 | 71.9976 | 73.3712 | 74.5695 | 75.7202 | 75.1095 | 77.9863 | 79.2339 | 80.774 | 82.7624 | 84.6029 | 86.0028 | 87.4921 | 89.4957 | 90.4694 | 91.5983 | 94.6942 | 2.3%
Industrial |  | 3-AEO2017.82.
Propane | Energy Prices: Nominal: Industrial: Propane: Reference case | 3-AEO2017.83.ref2017-d120816a | nom $/MMBtu |  | 12.2588 | 11.4863 | 11.8747 | 13.2231 | 13.5419 | 13.7901 | 14.1113 | 14.872 | 15.491 | 15.9159 | 16.2202 | 16.6317 | 17.2446 | 17.7023 | 18.1288 | 18.7325 | 19.6697 | 20.49 | 20.9889 | 21.711 | 22.2711 | 23.1544 | 23.806 | 24.6964 | 25.8069 | 26.5591 | 27.4923 | 28.2739 | 29.187 | 30.0933 | 30.8882 | 31.8856 | 32.9407 | 34.0768 | 35.0411 | 36.2071 | 3.4%
Distillate Fuel Oil | Energy Prices: Nominal: Industrial: Distillate Fuel Oil: Reference case | 3-AEO2017.84.ref2017-d120816a | nom $/MMBtu |  | 16.9198 | 13.456 | 16.4842 | 18.6831 | 20.2262 | 21.2421 | 22.1059 | 23.0966 | 23.988 | 24.835 | 26.062 | 27.0841 | 28.0244 | 28.7393 | 29.7432 | 31.0298 | 32.2396 | 33.5543 | 34.2223 | 35.3312 | 36.2669 | 37.7164 | 38.4909 | 39.3794 | 40.6767 | 41.7 | 42.6202 | 43.4314 | 44.3547 | 45.3781 | 46.56 | 47.9099 | 49.5959 | 50.7126 | 52.2016 | 53.8435 | 4.2%
Residual Fuel Oil | Energy Prices: Nominal: Industrial: Residual Fuel Oil: Reference case | 3-AEO2017.85.ref2017-d120816a | nom $/MMBtu |  | 7.1386 | 5.3601 | 7.1108 | 9.0791 | 10.4306 | 11.4642 | 12.344 | 13.1376 | 13.8511 | 14.4692 | 15.2651 | 16.0103 | 16.5397 | 16.9825 | 17.6858 | 18.517 | 19.3703 | 20.2959 | 20.6843 | 21.4701 | 22.0748 | 23.1319 | 23.6882 | 24.2914 | 25.0878 | 25.8583 | 26.6703 | 27.1342 | 27.7759 | 28.5077 | 29.2907 | 30.2015 | 31.2689 | 32.0148 | 33.0163 | 34.1441 | 5.6%
Natural Gas | Energy Prices: Nominal: Industrial: Natural Gas: Reference case | 3-AEO2017.86.ref2017-d120816a | nom $/MMBtu |  | 5.856 | 5.1997 | 5.6472 | 6.0144 | 6.563 | 7.1867 | 7.5057 | 7.81 | 8.0628 | 8.2826 | 8.4656 | 8.6048 | 8.8455 | 9.1492 | 9.4751 | 9.7333 | 9.8948 | 10.099 | 10.2608 | 10.5719 | 10.9735 | 11.2465 | 11.5413 | 11.8021 | 12.0684 | 12.2363 | 12.5227 | 12.8389 | 13.2166 | 13.6656 | 14.1384 | 14.6049 | 15.019 | 15.4549 | 15.8655 | 16.1003 | 3.4%
Metallurgical Coal | Energy Prices: Nominal: Industrial: Metallurgical Coal: Reference case | 3-AEO2017.87.ref2017-d120816a | nom $/MMBtu | [37 empty] | - -
Other Industrial Coal | Energy Prices: Nominal: Industrial: Other Industrial Coal: Reference case | 3-AEO2017.88.ref2017-d120816a | nom $/MMBtu |  | 4.6962 | 4.6707 | 4.8317 | 5.0263 | 5.2148 | 5.4433 | 5.6584 | 5.8864 | 6.0707 | 6.1917 | 6.3176 | 6.4503 | 6.5851 | 6.7692 | 6.9432 | 7.1249 | 7.2896 | 7.4448 | 7.5823 | 7.7442 | 7.872 | 8.0165 | 8.1475 | 8.2762 | 8.4412 | 8.6391 | 8.8296 | 9.0536 | 9.2947 | 9.5644 | 9.844 | 10.1418 | 10.4621 | 10.7854 | 11.126 | 11.4847 | 2.7%
Coal to Liquids | Energy Prices: Nominal: Industrial: Coal to Liquids: Reference case | 3-AEO2017.89.ref2017-d120816a | nom $/MMBtu | [37 empty] | - -
Electricity | Energy Prices: Nominal: Industrial: Electricity: Reference case | 3-AEO2017.90.ref2017-d120816a | nom $/MMBtu |  | 36.5449 | 49.5924 | 51.0364 | 47.19 | 48.5464 | 47.8056 | 47.7977 | 49.5817 | 51.2087 | 52.8796 | 54.9654 | 56.9428 | 58.7821 | 60.6052 | 63.2123 | 65.3402 | 66.7777 | 68.1099 | 69.3926 | 70.8659 | 73.3651 | 75.0497 | 76.6112 | 77.984 | 78.6836 | 80.8403 | 82.4576 | 84.2918 | 86.4537 | 88.5398 | 90.4408 | 92.3799 | 94.9054 | 96.5746 | 98.1044 | 101.5787 | 2.1%
Transportation |  | 3-AEO2017.93.
Propane | Energy Prices: Nominal: Transportation: Propane: Reference case | 3-AEO2017.94.ref2017-d120816a | nom $/MMBtu |  | 17.5479 | 16.9009 | 17.3975 | 18.8014 | 19.2309 | 19.6085 | 20.0559 | 20.9285 | 21.6652 | 22.2127 | 22.6554 | 23.2083 | 23.9615 | 24.5651 | 25.1416 | 25.8889 | 26.9543 | 27.9065 | 28.5506 | 29.4032 | 30.101 | 31.1087 | 31.8973 | 32.9184 | 34.1558 | 35.0596 | 36.1435 | 37.0916 | 38.1747 | 39.2596 | 40.2462 | 41.4325 | 42.6817 | 44.0103 | 45.1795 | 46.5402 | 3%
E85 | Energy Prices: Nominal: Transportation: E85: Reference case | 3-AEO2017.95.ref2017-d120816a | nom $/MMBtu |  | 30.0042 | 27.4331 | 30.2685 | 34.1194 | 32.4686 | 33.8291 | 35.1774 | 36.4761 | 37.9416 | 39.1135 | 35.0847 | 36.5767 | 37.776 | 35.9257 | 37.3328 | 37.105 | 37.3992 | 38.0857 | 38.3683 | 39.5665 | 40.1341 | 42.0728 | 43.2683 | 45.029 | 46.8413 | 49.0927 | 51.4869 | 54.1374 | 57.4152 | 61.643 | 63.5244 | 62.9106 | 63.1481 | 64.6341 | 65.2275 | 65.824 | 2.6%
Motor Gasoline | Energy Prices: Nominal: Transportation: Motor Gasoline: Reference case | 3-AEO2017.96.ref2017-d120816a | nom $/MMBtu |  | 21.5626 | 18.9649 | 20.1917 | 20.3389 | 22.8025 | 24.5222 | 26.2536 | 28.0131 | 28.9445 | 29.8261 | 30.9574 | 32.0272 | 32.8264 | 33.4609 | 34.491 | 35.7211 | 36.9623 | 38.2457 | 38.9565 | 40.0989 | 41.0831 | 42.639 | 43.5137 | 44.5029 | 45.9307 | 47.1668 | 48.3476 | 49.4185 | 50.5961 | 51.8613 | 53.1837 | 54.5987 | 56.1498 | 57.1776 | 58.627 | 60.5084 | 3.5%
Jet Fuel | Energy Prices: Nominal: Transportation: Jet Fuel: Reference case | 3-AEO2017.97.ref2017-d120816a | nom $/MMBtu |  | 12.2769 | 9.9384 | 12.3013 | 14.7787 | 16.3949 | 17.4869 | 18.5064 | 19.4735 | 20.2995 | 21.1024 | 22.1221 | 23.0872 | 24.0283 | 24.619 | 25.5429 | 26.7375 | 27.9208 | 29.2001 | 29.7788 | 30.8601 | 31.6989 | 33.1009 | 33.8622 | 34.8384 | 36.1024 | 37.1769 | 38.0569 | 38.9992 | 40.0545 | 41.1131 | 42.2911 | 43.5772 | 45.2614 | 46.4326 | 47.8719 | 49.469 | 4.8%
Diesel Fuel (distillate fuel oil) | Energy Prices: Nominal: Transportation: Diesel Fuel: Reference case | 3-AEO2017.98.ref2017-d120816a | nom $/MMBtu |  | 20.3331 | 17.2713 | 20.0776 | 22.2236 | 23.7364 | 24.7354 | 25.5608 | 26.5681 | 27.5352 | 28.4495 | 29.7849 | 30.8844 | 31.9355 | 32.7456 | 33.8598 | 35.2394 | 36.5335 | 37.9221 | 38.7091 | 39.9036 | 40.9106 | 42.4368 | 43.2863 | 44.2252 | 45.6101 | 46.7237 | 47.7638 | 48.6067 | 49.5997 | 50.7082 | 52.0282 | 53.4499 | 55.3301 | 56.5027 | 58.1575 | 59.9309 | 3.7%
Residual Fuel Oil | Energy Prices: Nominal: Transportation: Residual Fuel Oil: Reference case | 3-AEO2017.99.ref2017-d120816a | nom $/MMBtu |  | 4.5694 | 3.4245 | 4.5441 | 8.8242 | 10.0072 | 10.8706 | 11.614 | 12.289 | 12.8937 | 13.4469 | 14.1683 | 14.8522 | 15.3894 | 15.7966 | 16.4108 | 17.219 | 18.0093 | 18.8668 | 19.2289 | 19.956 | 20.5159 | 21.4888 | 22.0002 | 22.5962 | 23.4039 | 24.127 | 24.7575 | 25.2865 | 25.9238 | 26.6097 | 27.3539 | 28.2025 | 29.2566 | 29.9861 | 30.9101 | 31.9754 | 6.8%
Natural Gas | Energy Prices: Nominal: Transportation: Natural Gas: Reference case | 3-AEO2017.100.ref2017-d120816a | nom $/MMBtu |  | 19.1169 | 18.9227 | 19.3883 | 19.8258 | 20.5265 | 21.2675 | 21.7878 | 22.2929 | 22.7668 | 23.19 | 23.5791 | 23.9167 | 24.3492 | 24.8162 | 25.3121 | 25.761 | 26.1182 | 26.5128 | 26.8497 | 27.321 | 27.9013 | 28.3577 | 28.8285 | 29.2659 | 29.7324 | 30.112 | 30.628 | 31.1716 | 31.8197 | 32.5272 | 33.2838 | 34.0663 | 34.8196 | 35.5811 | 36.3405 | 37.081 | 2%
Electricity | Energy Prices: Nominal: Transportation: Electricity: Reference case | 3-AEO2017.101.ref2017-d120816a | nom $/MMBtu |  | 31.1809 | 40.5866 | 44.1165 | 37.8949 | 41.5284 | 44.0699 | 46.6278 | 50.4881 | 54.171 | 57.0992 | 60.1121 | 62.8113 | 64.8062 | 66.6017 | 69.1278 | 70.8943 | 72.1924 | 73.8184 | 74.9704 | 76.4739 | 78.551 | 80.1743 | 81.7193 | 83.1103 | 84.6827 | 85.9239 | 87.5671 | 89.3367 | 91.4703 | 93.524 | 95.4064 | 97.1387 | 99.4296 | 101.175 | 102.958 | 106.3331 | 2.9%
Electric Power |  | 3-AEO2017.103.
Distillate Fuel Oil | Energy Prices: Nominal: Electric Power: Distillate Fuel Oil: Reference case | 3-AEO2017.104.ref2017-d120816a | nom $/MMBtu |  | 14.8828 | 11.8368 | 14.5068 | 16.4777 | 17.7046 | 18.3463 | 18.8849 | 19.3283 | 20.1358 | 20.9322 | 21.9611 | 22.9086 | 23.6842 | 24.2639 | 25.0893 | 26.2612 | 27.3948 | 28.6641 | 29.1222 | 30.1378 | 31.0278 | 32.4162 | 33.134 | 34.0204 | 35.2734 | 36.2878 | 37.0854 | 37.9307 | 38.8322 | 39.8345 | 40.8613 | 42.0702 | 43.6535 | 44.6385 | 45.9747 | 47.5085 | 4.2%
Residual Fuel Oil | Energy Prices: Nominal: Electric Power: Residual Fuel Oil: Reference case | 3-AEO2017.105.ref2017-d120816a | nom $/MMBtu |  | 11.3961 | 8.9148 | 10.4001 | 11.7623 | 12.4854 | 12.8645 | 13.0594 | 13.1376 | 13.8511 | 14.4692 | 15.2651 | 16.0103 | 16.5397 | 16.9825 | 17.6858 | 18.517 | 19.3703 | 20.2959 | 20.6843 | 21.4701 | 22.0748 | 23.1319 | 23.6882 | 24.2914 | 25.0878 | 25.8583 | 26.6703 | 27.1342 | 27.7759 | 28.5077 | 29.2907 | 30.2015 | 31.2689 | 32.0148 | 33.0163 | 34.1441 | 4%
Natural Gas | Energy Prices: Nominal: Electric Power: Natural Gas: Reference case | 3-AEO2017.106.ref2017-d120816a | nom $/MMBtu |  | 4.2809 | 3.4619 | 3.8365 | 4.0195 | 4.4542 | 5.0119 | 5.2349 | 5.4097 | 5.5968 | 5.8082 | 6.0046 | 6.1323 | 6.374 | 6.6487 | 6.9206 | 7.1301 | 7.2281 | 7.3991 | 7.5149 | 7.7687 | 8.1492 | 8.3973 | 8.6645 | 8.87 | 9.0717 | 9.1595 | 9.3947 | 9.6151 | 9.976 | 10.3153 | 10.7143 | 11.149 | 11.5217 | 11.8756 | 12.2497 | 12.7265 | 3.9%
Steam Coal | Energy Prices: Nominal: Electric Power: Steam Coal: Reference case | 3-AEO2017.107.ref2017-d120816a | nom $/MMBtu |  | 2.8049 | 2.8102 | 2.8487 | 2.8741 | 2.9049 | 2.9734 | 3.0628 | 3.1405 | 3.2354 | 3.3244 | 3.4082 | 3.5183 | 3.6016 | 3.6915 | 3.7841 | 3.8917 | 3.997 | 4.0956 | 4.1834 | 4.2848 | 4.3829 | 4.5014 | 4.597 | 4.7048 | 4.8165 | 4.9389 | 5.0423 | 5.1556 | 5.2762 | 5.3961 | 5.5236 | 5.6565 | 5.8052 | 5.9322 | 6.0651 | 6.2145 | 2.4%
Uranium | Energy Prices: Nominal: Electric Power: Uranium: Reference case | 3-AEO2017.108.ref2017-d120816a | nom $/MMBtu |  | 0.53316 | 0.5598 | 0.60979 | 0.64278 | 0.65858 | 0.67092 | 0.70671 | 0.75029 | 0.79737 | 0.83137 | 0.89161 | 0.93637 | 0.98202 | 1.0313 | 1.0666 | 1.1029 | 1.1575 | 1.216 | 1.2756 | 1.3359 | 1.3991 | 1.4657 | 1.5355 | 1.6096 | 1.6884 | 1.7683 | 1.8568 | 1.9489 | 2.0452 | 2.1492 | 2.2592 | 2.3754 | 2.4962 | 2.6246 | 2.759 | 2.899 | 5%
Average Price to All Users |  | 3-AEO2017.111.
Propane | Energy Prices: Nominal: Average Price to All Users: Propane: Reference case | 3-AEO2017.112.ref2017-d120816a | nom $/MMBtu |  | 18.2251 | 16.6575 | 17.889 | 19.1565 | 19.5958 | 19.9738 | 20.4278 | 21.3323 | 22.0883 | 22.6424 | 23.0839 | 23.6442 | 24.4186 | 25.0308 | 25.6125 | 26.3782 | 27.4862 | 28.4704 | 29.1207 | 29.9949 | 30.7018 | 31.7418 | 32.5448 | 33.596 | 34.8762 | 35.7956 | 36.9067 | 37.8698 | 38.9736 | 40.0773 | 41.0726 | 42.2809 | 43.5548 | 44.9118 | 46.0958 | 47.4832 | 3.1%
E85 | Energy Prices: Nominal: Average Price to All Users: E85: Reference case | 3-AEO2017.113.ref2017-d120816a | nom $/MMBtu |  | 30.0042 | 27.4331 | 30.2685 | 34.1194 | 32.4686 | 33.8291 | 35.1774 | 36.4761 | 37.9416 | 39.1135 | 35.0847 | 36.5767 | 37.776 | 35.9257 | 37.3328 | 37.105 | 37.3992 | 38.0857 | 38.3683 | 39.5665 | 40.1341 | 42.0728 | 43.2683 | 45.029 | 46.8413 | 49.0927 | 51.4869 | 54.1374 | 57.4152 | 61.643 | 63.5244 | 62.9106 | 63.1481 | 64.6341 | 65.2275 | 65.824 | 2.6%
Motor Gasoline | Energy Prices: Nominal: Average Price to All Users: Motor Gasoline: Reference case | 3-AEO2017.114.ref2017-d120816a | nom $/MMBtu |  | 21.5568 | 18.9651 | 20.1919 | 20.3391 | 22.8026 | 24.5223 | 26.2537 | 28.0131 | 28.9445 | 29.8261 | 30.9574 | 32.0272 | 32.8264 | 33.4609 | 34.491 | 35.7211 | 36.9623 | 38.2457 | 38.9565 | 40.0989 | 41.0831 | 42.639 | 43.5137 | 44.5029 | 45.9307 | 47.1668 | 48.3476 | 49.4185 | 50.5961 | 51.8613 | 53.1837 | 54.5987 | 56.1498 | 57.1776 | 58.627 | 60.5084 | 3.5%
Jet Fuel | Energy Prices: Nominal: Average Price to All Users: Jet Fuel: Reference case | 3-AEO2017.115.ref2017-d120816a | nom $/MMBtu |  | 12.2769 | 9.9384 | 12.3013 | 14.7787 | 16.3949 | 17.4869 | 18.5064 | 19.4735 | 20.2995 | 21.1024 | 22.1221 | 23.0872 | 24.0283 | 24.619 | 25.5429 | 26.7375 | 27.9208 | 29.2001 | 29.7788 | 30.8601 | 31.6989 | 33.1009 | 33.8622 | 34.8384 | 36.1024 | 37.1769 | 38.0569 | 38.9992 | 40.0545 | 41.1131 | 42.2911 | 43.5772 | 45.2614 | 46.4326 | 47.8719 | 49.469 | 4.8%
Distillate Fuel Oil | Energy Prices: Nominal: Average Price to All Users: Distillate Fuel Oil: Reference case | 3-AEO2017.116.ref2017-d120816a | nom $/MMBtu |  | 19.3737 | 15.8398 | 18.9807 | 21.2339 | 22.7874 | 23.8029 | 24.6859 | 25.6346 | 26.5855 | 27.5029 | 28.7607 | 29.8493 | 30.8401 | 31.6157 | 32.6694 | 34.0234 | 35.3122 | 36.7135 | 37.4311 | 38.6179 | 39.6397 | 41.1736 | 42.0354 | 43.0263 | 44.4164 | 45.5394 | 46.547 | 47.4771 | 48.5128 | 49.6504 | 50.9314 | 52.3867 | 54.1862 | 55.4134 | 57.0148 | 58.7742 | 3.9%
Residual Fuel Oil | Energy Prices: Nominal: Average Price to All Users: Residual Fuel Oil: Reference case | 3-AEO2017.117.ref2017-d120816a | nom $/MMBtu |  | 9.7111 | 6.0145 | 7.2147 | 9.4993 | 10.5293 | 11.4244 | 12.2383 | 12.9398 | 13.6222 | 14.2188 | 14.9878 | 15.7108 | 16.2408 | 16.6744 | 17.3492 | 18.1662 | 18.9944 | 19.8914 | 20.2736 | 21.0362 | 21.6258 | 22.6484 | 23.1918 | 23.7938 | 24.5897 | 25.3431 | 26.0982 | 26.586 | 27.2288 | 27.9473 | 28.7186 | 29.6087 | 30.6678 | 31.4101 | 32.386 | 33.4904 | 5.2%
Natural Gas | Energy Prices: Nominal: Average Price to All Users: Natural Gas: Reference case | 3-AEO2017.118.ref2017-d120816a | nom $/MMBtu |  | 7.7331 | 6.6285 | 7.0446 | 7.6526 | 8.2504 | 8.8756 | 9.4411 | 10.04 | 10.4476 | 10.6983 | 10.8606 | 11.0437 | 11.2677 | 11.6405 | 12.0944 | 12.4936 | 12.8412 | 13.1268 | 13.4079 | 13.8525 | 14.3238 | 14.677 | 15.0524 | 15.474 | 15.912 | 16.2688 | 16.6847 | 17.2167 | 17.6332 | 18.3242 | 18.9669 | 19.5155 | 20.0369 | 20.6514 | 21.1589 | 21.497 | 3.5%
Metallurgical Coal | Energy Prices: Nominal: Average Price to All Users: Metallurgical Coal: Reference case | 3-AEO2017.119.ref2017-d120816a | nom $/MMBtu | [37 empty] | - -
Other Coal | Energy Prices: Nominal: Average Price to All Users: Other Coal: Reference case | 3-AEO2017.120.ref2017-d120816a | nom $/MMBtu |  | 2.8915 | 2.905 | 2.9464 | 3.2126 | 3.2594 | 3.4261 | 3.6251 | 3.7384 | 3.854 | 3.945 | 4.0324 | 4.1487 | 4.242 | 4.2112 | 4.1632 | 4.2755 | 4.5902 | 4.7325 | 4.817 | 4.9127 | 4.8044 | 4.8825 | 4.9781 | 5.0852 | 5.1983 | 5.3398 | 5.4736 | 5.5745 | 5.6836 | 5.8152 | 5.9543 | 6.0992 | 6.2567 | 6.3958 | 6.548 | 6.708 | 2.5%
Coal to Liquids | Energy Prices: Nominal: Average Price to All Users: Coal to Liquids: Reference case | 3-AEO2017.121.ref2017-d120816a | nom $/MMBtu | [37 empty] | - -
Electricity | Energy Prices: Nominal: Average Price to All Users: Electricity: Reference case | 3-AEO2017.122.ref2017-d120816a | nom $/MMBtu |  | 48.7393 | 48.0864 | 50.1762 | 46.1524 | 48.0634 | 47.1667 | 47.9133 | 50.6335 | 53.2535 | 55.4088 | 57.9312 | 60.1951 | 62.137 | 63.9036 | 66.4461 | 68.819 | 70.3593 | 71.6569 | 73.2101 | 74.8536 | 77.7746 | 79.4924 | 81.0588 | 82.5561 | 82.5226 | 85.5276 | 87.2439 | 89.2657 | 91.7318 | 94.0939 | 96.0834 | 98.1702 | 100.8206 | 102.5259 | 104.2979 | 108.1064 | 2.4%
Non-Renewable Energy Expenditures by Sector |  | 3-AEO2017.124.
(billion nominal dollars) |  | 3-AEO2017.125.
Residential | Energy Expenditures: Nominal: Non-Renewable Residential: Reference case | 3-AEO2017.126.ref2017-d120816a | billion nom $ |  | 17.1187 | 13.8518 | 16.1685 | 15.4835 | 16.065 | 16.0798 | 16.3355 | 16.9465 | 17.5306 | 17.9941 | 18.5522 | 19.0477 | 19.4947 | 19.8995 | 20.447 | 20.9723 | 21.3766 | 21.7912 | 22.1183 | 22.5808 | 23.2029 | 23.6952 | 24.091 | 24.5245 | 24.8004 | 25.4529 | 25.9002 | 26.394 | 26.9749 | 27.5714 | 28.1266 | 28.7311 | 29.4281 | 29.9514 | 30.5089 | 31.2622 | 2.4%
Commercial | Energy Expenditures: Nominal: Non-Renewable Commercial: Reference case | 3-AEO2017.127.ref2017-d120816a | billion nom $ |  | 11.4462 | 10.5714 | 11.131 | 10.9517 | 11.3722 | 11.2245 | 11.3714 | 11.8777 | 12.3565 | 12.7633 | 13.2234 | 13.6301 | 14.0281 | 14.4043 | 14.9206 | 15.3985 | 15.7356 | 16.0451 | 16.3949 | 16.8132 | 17.4418 | 17.8699 | 18.2628 | 18.6695 | 18.8513 | 19.5264 | 19.9729 | 20.4787 | 21.0935 | 21.7158 | 22.2913 | 22.9094 | 23.6257 | 24.1753 | 24.7767 | 25.6685 | 2.6%
Industrial | Energy Expenditures: Nominal: Non-Renewable Industrial: Reference case | 3-AEO2017.128.ref2017-d120816a | billion nom $ |  | 3.7608 | 4.2491 | 4.501 | 4.6254 | 4.8917 | 5.0573 | 5.2784 | 5.6112 | 5.8943 | 6.1432 | 6.3927 | 6.5774 | 6.7595 | 6.9438 | 7.2054 | 7.446 | 7.6414 | 7.8439 | 8.0304 | 8.302 | 8.6232 | 8.9085 | 9.1622 | 9.4359 | 9.6744 | 9.9816 | 10.2697 | 10.5647 | 10.9147 | 11.276 | 11.6364 | 12.0155 | 12.4394 | 12.7842 | 13.1699 | 13.6978 | 3.5%
Transportation | Energy Expenditures: Nominal: Non-Renewable Transportation: Reference case | 3-AEO2017.129.ref2017-d120816a | billion nom $ |  | 20.7514 | 18.3428 | 20.0809 | 20.8017 | 23.0177 | 24.4781 | 25.8232 | 27.1446 | 27.7469 | 28.2719 | 28.9212 | 29.4439 | 29.8452 | 30.1307 | 30.7986 | 31.5888 | 32.3822 | 33.2576 | 33.7427 | 34.6877 | 35.4794 | 36.7391 | 37.4914 | 38.4354 | 39.6542 | 40.6811 | 41.9159 | 43.1331 | 44.5203 | 46.0186 | 47.5985 | 49.2783 | 51.1515 | 52.6298 | 54.5514 | 56.8096 | 3.4%
Total Non-Renewable Expenditures | Energy Expenditures: Nominal: Total Non-Renewable: Reference case | 3-AEO2017.130.ref2017-d120816a | billion nom $ |  | 53.0772 | 47.0152 | 51.8813 | 51.8622 | 55.3466 | 56.8398 | 58.8085 | 61.58 | 63.5283 | 65.1724 | 67.0896 | 68.6991 | 70.1275 | 71.3783 | 73.3717 | 75.4056 | 77.1358 | 78.9378 | 80.2863 | 82.3836 | 84.7473 | 87.2127 | 89.0073 | 91.0653 | 92.9804 | 95.6421 | 98.0586 | 100.5705 | 103.5033 | 106.5819 | 109.6528 | 112.9343 | 116.6446 | 119.5408 | 123.007 | 127.4381 | 3%
Transportation Renewable Expenditures | Energy Expenditures: Nominal: Renewable Transportation: Reference case | 3-AEO2017.131.ref2017-d120816a | billion nom $ |  | 0.020181 | 0.019219 | 0.022013 | 0.016981 | 0.035882 | 0.041814 | 0.048397 | 0.055721 | 0.057612 | 0.05814 | 0.10362 | 0.10667 | 0.10884 | 0.14135 | 0.14514 | 0.17367 | 0.19809 | 0.21946 | 0.23492 | 0.24385 | 0.26658 | 0.27726 | 0.28299 | 0.28139 | 0.29047 | 0.28609 | 0.27939 | 0.26637 | 0.24681 | 0.21735 | 0.22446 | 0.27276 | 0.31587 | 0.32494 | 0.36368 | 0.41873 | 9.5%
Total Expenditures | Energy Expenditures: Nominal: Total Non-Renewable with Renewable Transportation: Reference case | 3-AEO2017.132.ref2017-d120816a | billion nom $ |  | 53.0974 | 47.0344 | 51.9033 | 51.8792 | 55.3824 | 56.8816 | 58.8569 | 61.6357 | 63.5859 | 65.2306 | 67.1932 | 68.8058 | 70.2364 | 71.5197 | 73.5169 | 75.5792 | 77.3339 | 79.1573 | 80.5212 | 82.6274 | 85.0138 | 87.49 | 89.2903 | 91.3467 | 93.2708 | 95.9281 | 98.338 | 100.8369 | 103.7502 | 106.7993 | 109.8773 | 113.207 | 116.9605 | 119.8658 | 123.3706 | 127.8568 | 3%

## report1
| Higher Rate Impact | Lower Rate Impact
General Assumptions
Inflation Rate | +1.9% | +1.9%
Customer Discount Rate | 10% | 6%
Tier 3 Load Profile | Peaky | Controlled
Net Metering Production | +10%/yr | +20%/yr
Energy Price Assumptions
FF price scenario | low (-20%) | high (+20%)
FF price trend | < inflation | +3.0%/yr
Wholesale power cost trend | -0.5%/yr | +2.0%/yr | inclusive of FCA and RNS; see ELC WS
Tier 1 REC price trend | +2.0%/yr | flat
Distributed RE cost trend | +2.0%/yr | -2.0%/yr | see cell RE gen
Tier 3 Assumptions
Residential Heat Pump
Average T3 Credit Value | 24 MWh | 24 MWh
Annual Electricty Usage | +2.2 MWh | +2.2 MWh | includes htg & clg
Contribution to VT peak | +3 kW | 0 kW | during Sep to Mar
Contribution to NE peak | +2 kW | 0 kW
Equipment Cost Year 1 | 3000 | 3000
Equipment Cost Trend | inflation | flat
Average Incentive Amount | 1300 | 200
Average Cost to Serve Load | ~$510/yr | ~$95/yr | see ELC WS
Passenger Electric Vehicle
Average T3 Credit Value | 37 MWh | 37 MWh
Annual Electricity Usage | +3.3 MWh | +3.3 MWh
Contribution to VT peak | +3 kW | 0 kW
Contribution to NE peak | +3 kW | 0 kW
Equipment Cost Year 1 | 35000 | 35000
Equipment Cost Trend | inflation | -3.0%/yr
Average Incentive Amount | 2300 | 800
Average Cost to Serve Load | ~$680/yr | ~$110/yr | see ELC WS tab; high rate impact scenario has lower power costs (more expensive to displace) but peakiness of T3 measures causes higher COS
Note on C33: lower power costs but more peak loading
Note on D33: higher power costs but less peak loading

## report2
Total End-User Energy Consumption by Fuel, 2013-2027 (Billions of Btu)
| Energy Source | 2013 | 2014 | 2015 | 2027 |  |  | MMBtu added (displaced)
6% | Gasoline* | 38245 | 37798 | 37624 | 37315.0624 |  |  | -308937.5921 | GSL
| Distillates | 27694 | 28796 | 31492 | 31201.9365 |  | 70% | -290063.4745 | DFO
| Electricity (Site) | 19065 | 19004 | 18838 | 18984.5579 |  |  | 146557.8592 | ELC
| Natural Gas | 9701 | 10822 | 12228 | 12228
| Propane | 10391 | 10103 | 10074 | 9949.6871 |  | 30% | -124312.9176
| Biomass, etc. | 11504 | 11725 | 9260 | 10829.6667 | 9095.1
| Misc. Petroleum | 5488 | 5222 | 5147 | 5147
| Total | 122088 | 123470 | 124663 | 125655.9105
| Population ('000s) | 627 | 627 | 626 | ?
| GSP (mil. 2009 $) | 26913 | 26985 | 27232 | ?
*includes Ethanol
Energy Source
| Fossil Fuel | 73.08% | 73.28% | 75.65% | 74.49%
| Electricity | 15.62% | 15.39% | 15.11% | 15.11%
| Biofuel, etc. | 11.3% | 11.33% | 9.239% | 10.4%
| Total | 100% | 100% | 100% | 100%
Energy Source
| Fossil Fuel | 89224.3 | 90473.12 | 94307.56 | 93602.7823 |  | -0.7473% | change in site FF energy consumed
| Electricity | 19065 | 19004 | 18838 | 18984.5579
| Biofuel, etc. | 13798.7 | 13992.88 | 11517.44 | 13068.5704
| Total | 122088 | 123470 | 124663 | 125655.9105
Note on G10: 10 yr average

## report3
% of compliance costs (for reference)
| Low Incremental Cost | High Incremental Cost | Key Determinant |  |  |  | low cost | high cost
Tier 1 | 4000000 | 5000000 | REC price levels | 4385393.3407 |  | 2.588% | 3.314% | 2.548%
Tier 2 | 80000000 | 96000000 | LCOE for DG | 95497290.8693 |  | 78% | 88.58% | 76.78%
Tier 3
Incentives | 6500000 | 23000000 | Fossil Fuel prices | 22940739.344 |  | 13.54% | 5.306% | 14.45%
Overhead | 2000000 | 2000000 | N/A | 1962708.5378 |  | 1.158% | 1.637% | 1.14%
New Load | 1500000 | 8000000 | Equipment Peakiness | 7991134.1587 |  | 4.716% | 1.168% | 5.08%
10 year Total | 94000000 | 134000000 |  | 132777266.2504
Rate Impact | 0.5626% | 1.153% |  | 132777266.2504 | chk from rates tab
1.122%

## report4
site FF reduction from T3 compliance |  | source FF reduction from T1&2 compliance |  |  | total FF reduction from RES compliance |  | GHG reductions
[8 empty] | FF MMBtu | kg/MMBtu | kg CO2 | conv factor | lbs CO2 | tons CO2
94000000 | site FF consumption today (MMBtu) | 2100000 | renewable MWh today, adjusted for REC position |  | 122800000 | total FF consumed today (MMBtu) | low: | 617402.3246 | 70 | 43218162.7249 | 2.2 | 95079957.9947 | 47539.979
476004.5787 | T3 obligation in yr10 (MWh) | 3200000 | fossil MWh today |  | total FF reduction |  | high: | 828118.5403 | 70 | 57968297.8181 | 2.2 | 127530255.1999 | 63765.1276
annual FF displaced per MWh of T3 credit |  | 775000 | nuke MWh today |  | 11702502.326 | high |  | FF MWh |  | lb/MWh
1.7397 | CCHPs | 3975000 | total non-renewable MWh today |  | 11597144.2182 | mid |  | 1208264.8651 |  | 1000 |  | 1208264865.0785 | 604132.4325
1.2971 | EVs | 6075000 | total MWh today |  | 11491786.1103 | low
1.5184 | AVG |  |  |  | % reduction relative to today | [7 empty] | 651672.4115 | low case reduction
total FF MMBtu displaced |  | 4043825.88 | renewable MWh in yr10 | 67% | 9.53% | high | [6 empty] | 667897.5601 | high case reduction
828118.5403 | high | 1991735.1349 | non-renewable MWh in yr10 |  | 9.444% | mid
722760.4325 | mid |  |  |  | 9.358% | low
617402.3246 | low | 1208264.8651 | reduction in fossil MWh by yr10
% reduction relative to today |  | 9 | avg heat rate of fossil generation
0.881% | high
0.7689% | mid | 10874383.7857 | reduction in source FF consumed (MMBtu)
0.6568% | low | 28800000 | source FF consumed today (MMBtu)
37.76%

## report5
stylized model mechanics. note: will not produce exact results of year by year calcs
| 4610297.0596 | Tier 1 REC supply gap over 10 years (MWh)
| 1.0916 | Tier 1 levelized REC price ($/MWh)
| 5032652.6152 | Tier 1 compliance cost over 10 years (2018 dollars)
| 925742.2425 | Tier 2 REC supply gap over 10 years (MWh)
| 121.7147 | Tier 2 levelized cost of energy (LCOE)
| 112676407.8185 | direct cost of Tier 2 compliance over 10 years (2018 dollars)
| 45.354 | levelized wholesale costs displaced by Tier 2 power ($/MWh)*
| -41986147.1414 | wholesale costs displaced by T2 power over 10 years (2018 dollars)
| 36074303.2096 | cost to acquire RECs from NM customers over 10 years (2018 dollars)
| 106764563.8868 | net Tier 2 compliance costs over 10 years (2018 dollars)
| 22940739.344 | cost of T3 incentives over 10 years (2018 dollars)
| 1962708.5378 | cost of T3 program overhead over 10 years (2018 dollars)
| 7991134.1587 | cost of serving T3 load over 10 years (2018 dollars)
| 32894582.0405 | total T3 costs over 10 years (2018 dollars)
| 144691798.5425 | total RES compliance costs over 10 years (2018 dollars)
* displaces mostly energy costs, some capacity and RNS costs, per below
| avoided by DG MWh |  | average for system MWh
| 41.2735 | energy | 38.9897
| 2.1343 | capacity | 9.9814
| 1.9788 | RNS | 19.1946
| 45.3867 | Total | 68.1658

## report6
| 2016 | 2017 | 2018 | 2019 | 2020 | 2021 | 2022 | 2023 | 2024 | 2025 | 2026 | 2027
REC% |  | 55% | 55% | 55% | 59% | 59% | 59% | 63% | 63% | 63% | 67% | 67%
load |  | 5503866.6667 | 5510059.5743 | 5509894.7686 | 5509365.2841 | 5508449.9542 | 5507109.6081 | 5505301.0857 | 5502976.8834 | 5500084.7175 | 5496567.0427 | 5492360.5236
REC obligation |  | 3027126.6667 | 3030532.7659 | 3030442.1227 | 3250525.5176 | 3249985.473 | 3249194.6688 | 3468339.684 | 3466875.4366 | 3465053.372 | 3682699.9186 | 3679881.5508
REC commited supply | 2937611.4688 | 2875605.3162 | 2847421.4048 | 2864284.6238 | 2875306.6972 | 2858078.24 | 2856087.2295 | 2879064.8379 | 2866147.4773 | 2847042.9995 | 2777031.4801 | 2733766.156
Biomass | 460610 | 460610 | 460610 | 460610 | 460610 | 460610 | 460610 | 460610 | 460610 | 460610 | 460610 | 460610
Farm Methane | 21089 | 21089 | 21089 | 21089 | 21089 | 21089 | 21089 | 21089 | 21089 | 21089 | 21089 | 21089
HQ System Mix | 1220490.55 | 1108303.05 | 1108303.05 | 1108303.05 | 1102084.655 | 1070992.68 | 1070992.68 | 1070992.68 | 1070992.68 | 1070992.68 | 1070992.68 | 1070992.68
Hydropower | 543873.649 | 542305.2963 | 497601.12 | 497601.12 | 497601.12 | 497601.12 | 497601.12 | 497601.12 | 497601.12 | 471813.439 | 394450.396 | 394450.396
Landfill Methane | 98501.6495 | 98501.6495 | 98501.6495 | 98501.6495 | 98501.6495 | 98501.6495 | 98501.6495 | 98501.6495 | 79508.6495 | 79508.6495 | 79508.6495 | 53156.6495
Nuclear | 0 | 0 | 0 | 0 | 0 | 0 | 0 | 0 | 0 | 0 | 0 | 0
Solar | 13386.9333 | 13386.9333 | 13386.9333 | 13386.9333 | 13386.9333 | 13386.9333 | 13386.9333 | 13386.9333 | 13386.9333 | 13386.9333 | 13386.9333 | 13386.9333
Wind | 478359.687 | 478359.687 | 478359.687 | 478359.687 | 478359.687 | 470204.187 | 445737.687 | 445737.687 | 445737.687 | 445737.687 | 445737.687 | 420737.687
Net Metered |  | 34295.4 | 37724.94 | 41497.434 | 45647.1774 | 50211.8951 | 55233.0847 | 60756.3931 | 66832.0324 | 73515.2357 | 80866.7592 | 88953.4352
Std Offer Mix (Old) | 101300 | 101300 | 101300 | 101300 | 101300 | 101300 | 101300 | 101300 | 101300 | 101300 | 101300 | 101300
Std Offer Mix (New) |  | 17454.3 | 30545.025 | 43635.75 | 56726.475 | 74180.775 | 91635.075 | 109089.375 | 109089.375 | 109089.375 | 109089.375 | 109089.375
gap |  | 151521.3505 | 183111.3611 | 166157.4989 | 375218.8204 | 391907.233 | 393107.4393 | 589274.8461 | 600727.9593 | 618010.3725 | 905668.4386 | 946115.3948
chk |  | 3288.9667 | 19890.9882 | 215308.9387 | 458151.8652 | 465592.8028 | 442326.5091 | 658493.9159 | 650954.0291 | 717448.7613 | 957743.7844 | 946838.7406